## Multi & Mini-Split Heat Pumps
Qualified Products List
AHRI # | Manufacturer | Outdoor Unit Model Number | Indoor Model Number(s) | EER2 (AFull) - Single or High Stage (95F) | SEER2 | HSPF2 (Region IV) | ENERGY STAR Certified? | ENERGY STAR Cold Climate Designation | Focus on Energy Tier | Incentive ($) | Income Qualified Incentive ($) - Residential Only | Propane Incentive ($) | Propane Income Qualified Incentive ($) - Residential Only | Eligible Date
210857363 | 1HVAC | ACIQ-55Z-HH-M5B |  | 10.5 | 18.8 | 9.3 | Yes | Yes | 3 | 600 | 800 | 150 | 350 | 2025-01-01
210857366 | 1HVAC | ES-18Z-M2B |  | 12 | 19 | 9.8 | Yes | Both | 3 | 600 | 800 | 150 | 350 | 2025-01-01
210857369 | 1HVAC | ES-27Z-M3B |  | 11.7 | 21 | 9.2 | Yes | No | 3 | 600 | 800 | 150 | 350 | 2025-01-01
210857372 | 1HVAC | ES-36Z-M4B |  | 11 | 20 | 9.2 | No | N/A | 3 | 600 | 800 | 150 | 350 | 2025-01-01
210857375 | 1HVAC | ES-48Z-M5B |  | 10.8 | 20.5 | 9.7 | No | N/A | 3 | 600 | 800 | 150 | 350 | 2025-01-01
210857378 | 1HVAC | ES-55Z-M5B |  | 10.5 | 19 | 8.6 | No | N/A | 2 | 500 | 700 | 100 | 300 | 2025-01-01
216032296 | 1HVAC | ACIQ-18Z-HH-M3C |  | 13 | 20 | 10 | Yes | Both | 4 | 700 | 900 | 150 | 350 | 2025-01-01
216032299 | 1HVAC | ACIQ-27Z-HH-M4C |  | 12 | 19 | 9.5 | Yes | Both | 3 | 600 | 800 | 150 | 350 | 2025-01-01
216032302 | 1HVAC | ACIQ-36Z-HH-M5C |  | 12 | 19.4 | 10.4 | Yes | Both | 4 | 700 | 900 | 150 | 350 | 2025-01-01
216032305 | 1HVAC | ACIQ-48Z-HH-M6C |  | 11.7 | 20.4 | 11 | Yes | Both | 4 | 700 | 900 | 150 | 350 | 2025-01-01
216032308 | 1HVAC | ACIQ-55Z-HH-M6C |  | 11.7 | 20 | 10.7 | Yes | Both | 4 | 700 | 900 | 150 | 350 | 2025-01-01
216032311 | 1HVAC | ES-18Z-M3C |  | 12 | 20 | 10 | Yes | Both | 4 | 700 | 900 | 150 | 350 | 2025-01-01
216032314 | 1HVAC | ES-27Z-M4C |  | 12 | 21 | 9 | Yes | Both | 3 | 600 | 800 | 150 | 350 | 2025-01-01
216032317 | 1HVAC | ES-36Z-M5C |  | 11.7 | 20 | 9.2 | Yes | Both | 3 | 600 | 800 | 150 | 350 | 2025-01-01
216032320 | 1HVAC | ES-48Z-M6C |  | 12 | 20.4 | 10.6 | Yes | Both | 4 | 700 | 900 | 150 | 350 | 2025-01-01
216032323 | 1HVAC | ES-55Z-M6C |  | 10 | 18 | 9.2 | No | N/A | 3 | 600 | 800 | 150 | 350 | 2025-01-01
207825565 | 1HVAC | ACIQ-18Z-HH-M2B |  | 12 | 19 | 9.3 | Yes | Both | 3 | 600 | 800 | 150 | 350 | 2025-01-01
207825568 | 1HVAC | ACIQ-27Z-HH-M3B |  | 11.7 | 20 | 9.5 | Yes | Both | 3 | 600 | 800 | 150 | 350 | 2025-01-01
207825574 | 1HVAC | ACIQ-48Z-HH-M5B |  | 11.7 | 20.9 | 9 | Yes | Both | 3 | 600 | 800 | 150 | 350 | 2025-01-01
216980941 | 1HVAC | EZ-27Z-M3B |  | 12 | 20 | 9.5 | Yes | Both | 3 | 600 | 800 | 150 | 350 | 2025-01-01
216980947 | 1HVAC | EZ-48Z-M5B |  | 12 | 20 | 10.5 | Yes | Both | 4 | 700 | 900 | 150 | 350 | 2025-01-01
216980944 | 1HVAC | EZ-36Z-M4B |  | 11.7 | 19 | 9.5 | Yes | Both | 3 | 600 | 800 | 150 | 350 | 2025-01-01
207825571 | 1HVAC | ACIQ-36Z-HH-M4B |  | 11.7 | 19 | 10 | Yes | No | 4 | 700 | 900 | 150 | 350 | 2025-01-01
207825573 | 1HVAC | ACIQ-48Z-HH-M5B |  | 11.7 | 21.8 | 9.8 | Yes | Both | 3 | 600 | 800 | 150 | 350 | 2025-01-01
216980946 | 1HVAC | EZ-48Z-M5B |  | 12 | 21.8 | 10 | Yes | Both | 4 | 700 | 900 | 150 | 350 | 2025-01-01
216980943 | 1HVAC | EZ-36Z-M4B |  | 12 | 23 | 9.9 | Yes | Both | 3 | 600 | 800 | 150 | 350 | 2025-01-01
216980939 | 1HVAC | EZ-18Z-M2B |  | 13 | 23.9 | 10 | Yes | Both | 4 | 700 | 900 | 150 | 350 | 2025-01-01
216980940 | 1HVAC | EZ-27Z-M3B |  | 12 | 23 | 9 | Yes | Both | 3 | 600 | 800 | 150 | 350 | 2025-01-01
208674915 | 1HVAC | SC-42Z-HH-M5 |  | 9 | 16 | 8.6 | No | N/A | 2 | 500 | 700 | 100 | 300 | 2025-01-01
208674909 | 1HVAC | SC-27Z-HH-M3 |  | 12 | 20 | 10 | No | N/A | 4 | 700 | 900 | 150 | 350 | 2025-01-01
208674912 | 1HVAC | SC-36Z-HH-M4 |  | 9 | 16 | 8.6 | No | N/A | 2 | 500 | 700 | 100 | 300 | 2025-01-01
208674906 | 1HVAC | SC-18Z-HH-M2 |  | 12 | 20 | 10 | No | N/A | 4 | 700 | 900 | 150 | 350 | 2025-01-01
207825570 | 1HVAC | ACIQ-36Z-HH-M4B |  | 13.6 | 22.2 | 10.3 | Yes | Both | 4 | 700 | 900 | 150 | 350 | 2025-01-01
207825564 | 1HVAC | ACIQ-18Z-HH-M2B |  | 12.5 | 22 | 9.8 | Yes | Both | 3 | 600 | 800 | 150 | 350 | 2025-01-01
207825567 | 1HVAC | ACIQ-27Z-HH-M3B |  | 12.5 | 23 | 10.6 | Yes | Both | 4 | 700 | 900 | 150 | 350 | 2025-01-01
206315657 | 1HVAC | ACIQ-18Z-HH-M2 |  | 12.5 | 21.5 | 9 | Yes | Both | 3 | 600 | 800 | 150 | 350 | 2025-01-01
206315658 | 1HVAC | ACIQ-27Z-HH-M3 |  | 12.5 | 22 | 9 | Yes | Both | 3 | 600 | 800 | 150 | 350 | 2025-01-01
216032319 | 1HVAC | ES-48Z-M6C |  | 12.5 | 24 | 10.3 | Yes | Both | 4 | 700 | 900 | 150 | 350 | 2025-01-01
216032322 | 1HVAC | ES-55Z-M6C |  | 10 | 22 | 9.5 | No | N/A | 3 | 600 | 800 | 150 | 350 | 2025-01-01
216032313 | 1HVAC | ES-27Z-M4C |  | 13 | 25 | 9.5 | Yes | Both | 3 | 600 | 800 | 150 | 350 | 2025-01-01
216032316 | 1HVAC | ES-36Z-M5C |  | 12 | 24 | 9.5 | Yes | Both | 3 | 600 | 800 | 150 | 350 | 2025-01-01
216032307 | 1HVAC | ACIQ-55Z-HH-M6C |  | 12 | 22.2 | 10.5 | Yes | Both | 4 | 700 | 900 | 150 | 350 | 2025-01-01
216032310 | 1HVAC | ES-18Z-M3C |  | 14 | 25.1 | 9.8 | Yes | Both | 3 | 600 | 800 | 150 | 350 | 2025-01-01
216032301 | 1HVAC | ACIQ-36Z-HH-M5C |  | 13 | 23 | 10.7 | Yes | Both | 4 | 700 | 900 | 150 | 350 | 2025-01-01
216032304 | 1HVAC | ACIQ-48Z-HH-M6C |  | 12 | 23 | 11 | Yes | Both | 4 | 700 | 900 | 150 | 350 | 2025-01-01
216032295 | 1HVAC | ACIQ-18Z-HH-M3C |  | 15 | 25 | 10.4 | Yes | Both | 4 | 700 | 900 | 150 | 350 | 2025-01-01
216032298 | 1HVAC | ACIQ-27Z-HH-M4C |  | 12.5 | 23 | 10.5 | Yes | Both | 4 | 700 | 900 | 150 | 350 | 2025-01-01
215742357 | 1HVAC | SC-27Z-HH-M4B |  | 12.5 | 21 | 10 | Yes | No | 4 | 700 | 900 | 150 | 350 | 2025-01-01
214784527 | 1HVAC | SC-30Z-HH-M4B |  | 12.5 | 21 | 10 | Yes | No | 4 | 700 | 900 | 150 | 350 | 2025-01-01
214810566 | 1HVAC | EZ-36Z-M4 |  | 10.5 | 21.5 | 8.8 | No | N/A | 2 | 500 | 700 | 100 | 300 | 2025-01-01
214810567 | 1HVAC | EZ-48Z-M5 |  | 11 | 20.5 | 9.2 | No | N/A | 3 | 600 | 800 | 150 | 350 | 2025-01-01
214810590 | 1HVAC | EZ-18Z-M2 |  | 12.5 | 21.2 | 9.6 | Yes | Both | 3 | 600 | 800 | 150 | 350 | 2025-01-01
214810591 | 1HVAC | EZ-27Z-M3 |  | 12 | 22 | 9.5 | Yes | Both | 3 | 600 | 800 | 150 | 350 | 2025-01-01
214784530 | 1HVAC | SC-42Z-HH-M5B |  | 12 | 21 | 10 | Yes | No | 4 | 700 | 900 | 150 | 350 | 2025-01-01
210857362 | 1HVAC | ACIQ-55Z-HH-M5B |  | 10.5 | 22 | 9.5 | Yes | Yes | 3 | 600 | 800 | 150 | 350 | 2025-01-01
210857377 | 1HVAC | ES-55Z-M5B |  | 10.5 | 21.3 | 9.1 | No | N/A | 3 | 600 | 800 | 150 | 350 | 2025-01-01
210857371 | 1HVAC | ES-36Z-M4B |  | 11.7 | 23.9 | 9.5 | Yes | No | 3 | 600 | 800 | 150 | 350 | 2025-01-01
210857374 | 1HVAC | ES-48Z-M5B |  | 12.5 | 23.4 | 8.7 | Yes | No | 2 | 500 | 700 | 100 | 300 | 2025-01-01
210857365 | 1HVAC | ES-18Z-M2B |  | 13.9 | 22.9 | 10.5 | Yes | No | 4 | 700 | 900 | 150 | 350 | 2025-01-01
210857368 | 1HVAC | ES-27Z-M3B |  | 12.7 | 24.6 | 9.5 | Yes | No | 3 | 600 | 800 | 150 | 350 | 2025-01-01
210857367 | 1HVAC | ES-18Z-M2B |  | 12.95 | 20.95 | 10.15 | Yes | No | 4 | 700 | 900 | 150 | 350 | 2025-01-01
210857364 | 1HVAC | ACIQ-55Z-HH-M5B |  | 10.5 | 20.4 | 9.4 | Yes | Yes | 3 | 600 | 800 | 150 | 350 | 2025-01-01
210857370 | 1HVAC | ES-27Z-M3B |  | 12.2 | 22.8 | 9.35 | Yes | No | 3 | 600 | 800 | 150 | 350 | 2025-01-01
210857373 | 1HVAC | ES-36Z-M4B |  | 11.35 | 21.95 | 9.35 | No | N/A | 3 | 600 | 800 | 150 | 350 | 2025-01-01
210857379 | 1HVAC | ES-55Z-M5B |  | 10.5 | 20.15 | 8.85 | No | N/A | 2 | 500 | 700 | 100 | 300 | 2025-01-01
210857376 | 1HVAC | ES-48Z-M5B |  | 11.65 | 21.95 | 9.2 | No | N/A | 3 | 600 | 800 | 150 | 350 | 2025-01-01
214784532 | 1HVAC | SC-42Z-HH-M5B |  | 11.5 | 18.5 | 9 | No | N/A | 3 | 600 | 800 | 150 | 350 | 2025-01-01
214784529 | 1HVAC | SC-30Z-HH-M4B |  | 11.75 | 18.5 | 9 | No | N/A | 3 | 600 | 800 | 150 | 350 | 2025-01-01
215742350 | 1HVAC | SC-27Z-HH-M4B |  | 11.75 | 18.5 | 9 | No | N/A | 3 | 600 | 800 | 150 | 350 | 2025-01-01
216032297 | 1HVAC | ACIQ-18Z-HH-M3C |  | 14 | 22.5 | 10.2 | Yes | Both | 4 | 700 | 900 | 150 | 350 | 2025-01-01
216032306 | 1HVAC | ACIQ-48Z-HH-M6C |  | 11.85 | 21.7 | 11 | Yes | Both | 4 | 700 | 900 | 150 | 350 | 2025-01-01
216032303 | 1HVAC | ACIQ-36Z-HH-M5C |  | 12.5 | 21.2 | 10.55 | Yes | Both | 4 | 700 | 900 | 150 | 350 | 2025-01-01
216032300 | 1HVAC | ACIQ-27Z-HH-M4C |  | 12.25 | 21 | 10 | Yes | Both | 4 | 700 | 900 | 150 | 350 | 2025-01-01
216032309 | 1HVAC | ACIQ-55Z-HH-M6C |  | 11.85 | 21.1 | 10.6 | Yes | Both | 4 | 700 | 900 | 150 | 350 | 2025-01-01
216032315 | 1HVAC | ES-27Z-M4C |  | 12.5 | 23 | 9.25 | Yes | Both | 3 | 600 | 800 | 150 | 350 | 2025-01-01
216032312 | 1HVAC | ES-18Z-M3C |  | 13 | 22.55 | 9.9 | Yes | Both | 3 | 600 | 800 | 150 | 350 | 2025-01-01
216032318 | 1HVAC | ES-36Z-M5C |  | 11.85 | 22 | 9.35 | Yes | Both | 3 | 600 | 800 | 150 | 350 | 2025-01-01
216032321 | 1HVAC | ES-48Z-M6C |  | 12.25 | 22.2 | 10.45 | Yes | Both | 4 | 700 | 900 | 150 | 350 | 2025-01-01
216032324 | 1HVAC | ES-55Z-M6C |  | 10 | 20 | 9.35 | No | N/A | 3 | 600 | 800 | 150 | 350 | 2025-01-01
207825566 | 1HVAC | ACIQ-18Z-HH-M2B |  | 12.25 | 20.5 | 9.55 | Yes | Both | 3 | 600 | 800 | 150 | 350 | 2025-01-01
207825575 | 1HVAC | ACIQ-48Z-HH-M5B |  | 11.7 | 21.35 | 9.4 | Yes | Both | 3 | 600 | 800 | 150 | 350 | 2025-01-01
207825569 | 1HVAC | ACIQ-27Z-HH-M3B |  | 12.1 | 21.5 | 10.05 | Yes | Both | 4 | 700 | 900 | 150 | 350 | 2025-01-01
208674908 | 1HVAC | SC-18Z-HH-M2 |  | 10.5 | 18 | 8.6 | No | N/A | 2 | 500 | 700 | 100 | 300 | 2025-01-01
208674911 | 1HVAC | SC-27Z-HH-M3 |  | 10.5 | 18 | 8.6 | No | N/A | 2 | 500 | 700 | 100 | 300 | 2025-01-01
216980942 | 1HVAC | EZ-27Z-M3B |  | 12 | 21.5 | 9.25 | Yes | Both | 3 | 600 | 800 | 150 | 350 | 2025-01-01
216980948 | 1HVAC | EZ-48Z-M5B |  | 12 | 20.9 | 10.25 | Yes | Both | 4 | 700 | 900 | 150 | 350 | 2025-01-01
216980945 | 1HVAC | EZ-36Z-M4B |  | 11.85 | 21 | 9.7 | Yes | Both | 3 | 600 | 800 | 150 | 350 | 2025-01-01
207825572 | 1HVAC | ACIQ-36Z-HH-M4B |  | 12.65 | 20.6 | 10.15 | Yes | Both | 4 | 700 | 900 | 150 | 350 | 2025-01-01
216980879 | 1HVAC | ACIQ-09ZS-HP115C | ACIQ-09WS-HP115C | 15 | 24.5 | 10.7 | Yes | Both | 4 | 700 | 900 | 150 | 350 | 2025-01-01
216980880 | 1HVAC | ACIQ-12ZS-HP115C | ACIQ-12WS-HP115C | 12.5 | 23.2 | 10.4 | Yes | No | 4 | 700 | 900 | 150 | 350 | 2025-01-01
216980881 | 1HVAC | ACIQ-09ZS-HP230C | ACIQ-09WS-HP230C | 14.7 | 24.6 | 13 | Yes | Both | 4 | 700 | 900 | 150 | 350 | 2025-01-01
216980882 | 1HVAC | ACIQ-12ZS-HP230C | ACIQ-12WS-HP230C | 12.2 | 23.1 | 11.5 | Yes | Both | 4 | 700 | 900 | 150 | 350 | 2025-01-01
216980883 | 1HVAC | ACIQ-18ZS-HP230C | ACIQ-18WS-HP230C | 13.5 | 24 | 11.1 | Yes | Both | 4 | 700 | 900 | 150 | 350 | 2025-01-01
216980884 | 1HVAC | ACIQ-24ZS-HP230C | ACIQ-24WS-HP230C | 13 | 23.5 | 10 | Yes | Both | 4 | 700 | 900 | 150 | 350 | 2025-01-01
216980885 | 1HVAC | EZ-09Z-HP115B | EZ-09W-HP115B | 11.3 | 20.2 | 9.2 | No | N/A | 3 | 600 | 800 | 150 | 350 | 2025-01-01
216980886 | 1HVAC | EZ-12Z-HP115B | EZ-12W-HP115B | 9 | 19.5 | 9.3 | No | N/A | 3 | 600 | 800 | 150 | 350 | 2025-01-01
216980887 | 1HVAC | EZ-18Z-HP230B | EZ-18W-HP230B | 9.8 | 20 | 8.5 | No | N/A | 2 | 500 | 700 | 100 | 300 | 2025-01-01
216980888 | 1HVAC | EZ-24Z-HP230B | EZ-24W-HP230B | 9.7 | 18.9 | 8.7 | No | N/A | 2 | 500 | 700 | 100 | 300 | 2025-01-01
216980889 | 1HVAC | EZ-12ZPL-HP115B | EZ-12WPL-HP115B | 12.5 | 23.5 | 10.2 | Yes | Both | 4 | 700 | 900 | 150 | 350 | 2025-01-01
216980890 | 1HVAC | EZ-18ZPL-HP230B | EZ-18W-MB | 13.7 | 22.5 | 11.5 | Yes | Both | 4 | 700 | 900 | 150 | 350 | 2025-01-01
216980891 | 1HVAC | EZ-24ZPL-HP230B | EZ-24W-MB | 12.7 | 22.7 | 9.5 | Yes | No | 3 | 600 | 800 | 150 | 350 | 2025-01-01
216980892 | 1HVAC | EZ-36ZPL-HP230B | EZ-36W-MB | 8.5 | 18 | 8.5 | No | N/A | 2 | 500 | 700 | 100 | 300 | 2025-01-01
208650726 | 1HVAC | SC-09ZPL-HP230 | SC-09WPL-HP230 | 16.6 | 27 | 11 | No | N/A | 4 | 700 | 900 | 150 | 350 | 2025-01-01
208650727 | 1HVAC | SC-12ZPL-HP230 | SC-12WPL-HP230 | 14 | 24 | 8.5 | No | N/A | 2 | 500 | 700 | 100 | 300 | 2025-01-01
208650728 | 1HVAC | SC-18ZPL-HP230 | SC-18WPL-HP230 | 13.5 | 22 | 10 | No | N/A | 4 | 700 | 900 | 150 | 350 | 2025-01-01
208650729 | 1HVAC | SC-24ZPL-HP230 | SC-24WPL-HP230 | 13 | 21.5 | 9.5 | No | N/A | 3 | 600 | 800 | 150 | 350 | 2025-01-01
208650730 | 1HVAC | SC-12ZGLD-HP230 | SC-12WGLD-HP230 | 12.5 | 24 | 9 | No | N/A | 3 | 600 | 800 | 150 | 350 | 2025-01-01
208650731 | 1HVAC | SC-24ZGLD-HP230 | SC-24WGLD-HP230 | 13.1 | 24.5 | 9.5 | No | N/A | 3 | 600 | 800 | 150 | 350 | 2025-01-01
208650732 | 1HVAC | SC-09ZGLD-HP230 | SC-09WGLD-HP230 | 14.7 | 25.5 | 10.2 | No | N/A | 4 | 700 | 900 | 150 | 350 | 2025-01-01
208650733 | 1HVAC | SC-36ZPL-HP230 | SC-36WPL-HP230 | 10.25 | 18 | 8.5 | No | N/A | 2 | 500 | 700 | 100 | 300 | 2025-01-01
208650734 | 1HVAC | SC-18ZGLD-HP230 | SC-18WGLD-HP230 | 12.5 | 20 | 8.5 | No | N/A | 2 | 500 | 700 | 100 | 300 | 2025-01-01
207825507 | 1HVAC | ACIQ-09Z-HP115B | ACIQ-09W-HP115B | 12.5 | 21.5 | 9 | Yes | No | 3 | 600 | 800 | 150 | 350 | 2025-01-01
207825508 | 1HVAC | ACIQ-12Z-HP230B | ACIQ-12W-HP230B | 10.8 | 21.4 | 9.1 | No | N/A | 3 | 600 | 800 | 150 | 350 | 2025-01-01
207825509 | 1HVAC | ACIQ-18Z-HP230B | ACIQ-18W-HP230B | 10.5 | 19 | 8.7 | No | N/A | 2 | 500 | 700 | 100 | 300 | 2025-01-01
207825510 | 1HVAC | ACIQ-24Z-HP230B | ACIQ-24W-HP230B | 9 | 18 | 8.6 | No | N/A | 2 | 500 | 700 | 100 | 300 | 2025-01-01
207825511 | 1HVAC | ACIQ-36Z-HP230B | ACIQ-36W-HP230B | 8.5 | 17.5 | 8.7 | No | N/A | 2 | 500 | 700 | 100 | 300 | 2025-01-01
207825512 | 1HVAC | ACIQ-09ZPL-HP230B | ACIQ-09W-HH-MB | 16.2 | 28.1 | 11.5 | Yes | Both | 4 | 700 | 900 | 150 | 350 | 2025-01-01
207825513 | 1HVAC | ACIQ-12ZPL-HP230B | ACIQ-12W-HH-MB | 14 | 25.5 | 10.4 | Yes | Both | 4 | 700 | 900 | 150 | 350 | 2025-01-01
207825514 | 1HVAC | ACIQ-18ZPL-HP230B | ACIQ-18W-HH-MB | 12.5 | 21.5 | 11.3 | Yes | Both | 4 | 700 | 900 | 150 | 350 | 2025-01-01
207825515 | 1HVAC | ACIQ-24ZPL-HP230B | ACIQ-24W-HH-MB | 13 | 21.5 | 11.4 | Yes | Both | 4 | 700 | 900 | 150 | 350 | 2025-01-01
207825516 | 1HVAC | ACIQ-09ZPL-HP230B | ACIQ-09CC-HH-MB | 13 | 20.5 | 10.3 | Yes | Both | 4 | 700 | 900 | 150 | 350 | 2025-01-01
207825517 | 1HVAC | ACIQ-12ZPL-HP230B | ACIQ-12CC-HH-MB | 12.7 | 22.3 | 10.2 | Yes | Both | 4 | 700 | 900 | 150 | 350 | 2025-01-01
207825518 | 1HVAC | ACIQ-18ZPL-HP230B | ACIQ-18CC-HH-MB | 12.5 | 20 | 9.5 | Yes | Both | 3 | 600 | 800 | 150 | 350 | 2025-01-01
207825519 | 1HVAC | ACIQ-09ZPL-HP230B | ACIQ-09CD-HH-MB | 13.2 | 20.2 | 12 | Yes | Both | 4 | 700 | 900 | 150 | 350 | 2025-01-01
207825520 | 1HVAC | ACIQ-12ZPL-HP230B | ACIQ-12CD-HH-MB | 11.7 | 19.5 | 10 | Yes | Both | 4 | 700 | 900 | 150 | 350 | 2025-01-01
207825521 | 1HVAC | ACIQ-18ZPL-HP230B | ACIQ-18CD-HH-MB | 11.7 | 18 | 9.5 | Yes | Both | 3 | 600 | 800 | 150 | 350 | 2025-01-01
207825522 | 1HVAC | ACIQ-24ZPL-HP230B | ACIQ-24CD-HH-MB | 12 | 19.2 | 10.5 | Yes | Both | 4 | 700 | 900 | 150 | 350 | 2025-01-01
207825523 | 1HVAC | ACIQ-12ZPL-HP230B | ACIQ-12FM-HH-MB | 13 | 23.6 | 10 | Yes | Both | 4 | 700 | 900 | 150 | 350 | 2025-01-01
207825524 | 1HVAC | ACIQ-18ZPL-HP230B | ACIQ-18FM-HH-MB | 12.5 | 20.5 | 9.8 | Yes | Both | 3 | 600 | 800 | 150 | 350 | 2025-01-01
207825525 | 1HVAC | ACIQ-24ZPL-HP230B | ACIQ-24FM-HH-MB | 11.7 | 20.5 | 11 | Yes | Both | 4 | 700 | 900 | 150 | 350 | 2025-01-01
207252587 | 1HVAC | ACIQ-18Z-EZ230 | ACIQ-18W-EZ230 | 12.5 | 19.8 | 9.6 | Yes | No | 3 | 600 | 800 | 150 | 350 | 2025-01-01
207252588 | 1HVAC | ACIQ-24Z-EZ230 | ACIQ-24W-EZ230 | 12.5 | 20 | 9.3 | Yes | No | 3 | 600 | 800 | 150 | 350 | 2025-01-01
206315640 | 1HVAC | ACIQ-09Z-HP115 | ACIQ-09W-HP115 | 11.5 | 18.9 | 8.1 | No | N/A | 1 | 400 | 600 | 100 | 300 | 2025-01-01
206315642 | 1HVAC | ACIQ-18Z-HP230 | ACIQ-18W-HP230 | 11 | 18.7 | 8.1 | No | N/A | 1 | 400 | 600 | 100 | 300 | 2025-01-01
216032259 | 1HVAC | ACIQ-09Z-HP115C | ACIQ-09W-HP115C | 12.5 | 21.5 | 9 | Yes | No | 3 | 600 | 800 | 150 | 350 | 2025-01-01
216032260 | 1HVAC | ACIQ-12Z-HP115C | ACIQ-12W-HP115C | 10.1 | 21.2 | 8.7 | No | N/A | 2 | 500 | 700 | 100 | 300 | 2025-01-01
216032261 | 1HVAC | ACIQ-09Z-HP230C | ACIQ-09W-HP230C | 12.6 | 21.2 | 9.1 | Yes | Both | 3 | 600 | 800 | 150 | 350 | 2025-01-01
216032262 | 1HVAC | ACIQ-12Z-HP230C | ACIQ-12W-HP230C | 10.8 | 21.3 | 9.1 | No | N/A | 3 | 600 | 800 | 150 | 350 | 2025-01-01
216032263 | 1HVAC | ACIQ-18Z-HP230C | ACIQ-18W-HP230C | 10.8 | 19.2 | 9.6 | No | N/A | 3 | 600 | 800 | 150 | 350 | 2025-01-01
216032264 | 1HVAC | ACIQ-24Z-HP230C | ACIQ-24W-HP230C | 10 | 18.7 | 9.3 | Yes | Yes | 3 | 600 | 800 | 150 | 350 | 2025-01-01
216032265 | 1HVAC | ACIQ-30Z-HP230C | ACIQ-30W-HP230C | 11 | 20 | 9.2 | No | N/A | 3 | 600 | 800 | 150 | 350 | 2025-01-01
216032266 | 1HVAC | ACIQ-36Z-HP230C | ACIQ-36W-HP230C | 9 | 18 | 8.5 | No | N/A | 2 | 500 | 700 | 100 | 300 | 2025-01-01
216032267 | 1HVAC | ACIQ-06ZPL-HP230C | ACIQ-06W-HH-MD | 18 | 25.5 | 14.8 | Yes | Both | 4 | 700 | 900 | 150 | 350 | 2025-01-01
216032268 | 1HVAC | ACIQ-09ZPL-HP230C | ACIQ-09W-HH-MD | 15.4 | 27.4 | 12.5 | Yes | Both | 4 | 700 | 900 | 150 | 350 | 2025-01-01
216032269 | 1HVAC | ACIQ-12ZPL-HP230C | ACIQ-12W-HH-MD | 13.4 | 25.4 | 10.5 | Yes | Both | 4 | 700 | 900 | 150 | 350 | 2025-01-01
216032270 | 1HVAC | ACIQ-18ZPL-HP230C | ACIQ-18W-HH-MD | 12.5 | 21.4 | 11 | Yes | Both | 4 | 700 | 900 | 150 | 350 | 2025-01-01
216032271 | 1HVAC | ACIQ-24ZPL-HP230C | ACIQ-24W-HH-MD | 13 | 21 | 13.5 | Yes | Both | 4 | 700 | 900 | 150 | 350 | 2025-01-01
216032272 | 1HVAC | ACIQ-09ZPL-HP230C | ACIQ-09CC-HH-MC | 14 | 22.6 | 12.1 | Yes | Both | 4 | 700 | 900 | 150 | 350 | 2025-01-01
216032273 | 1HVAC | ACIQ-12ZPL-HP230C | ACIQ-12CC-HH-MC | 12.5 | 22.2 | 11.6 | Yes | Both | 4 | 700 | 900 | 150 | 350 | 2025-01-01
216032274 | 1HVAC | ACIQ-18ZPL-HP230C | ACIQ-18CC-HH-MC | 12.5 | 20 | 12.3 | Yes | Both | 4 | 700 | 900 | 150 | 350 | 2025-01-01
216032275 | 1HVAC | ACIQ-24ZPL-HP230C | ACIQ-24CC-HH-MC | 12 | 20.7 | 11.6 | Yes | Both | 4 | 700 | 900 | 150 | 350 | 2025-01-01
216032276 | 1HVAC | ACIQ-36ZPL-HP230C | ACIQ-36CC-HH-MC | 12 | 21.2 | 10.6 | Yes | Both | 4 | 700 | 900 | 150 | 350 | 2025-01-01
216032277 | 1HVAC | ACIQ-48ZPL-HP230C | ACIQ-48CC-HH-MC | 10.4 | 16.7 | 10.8 | Yes | Yes | 4 | 700 | 900 | 150 | 350 | 2025-01-01
216032278 | 1HVAC | ACIQ-09ZPL-HP230C | ACIQ-09CD-HH-MC | 14 | 20.5 | 13.8 | Yes | Both | 4 | 700 | 900 | 150 | 350 | 2025-01-01
216032279 | 1HVAC | ACIQ-12ZPL-HP230C | ACIQ-12CD-HH-MC | 12 | 20 | 10.6 | Yes | Both | 4 | 700 | 900 | 150 | 350 | 2025-01-01
216032280 | 1HVAC | ACIQ-18ZPL-HP230C | ACIQ-18CD-HH-MC | 12 | 18.4 | 11.1 | Yes | Both | 4 | 700 | 900 | 150 | 350 | 2025-01-01
216032281 | 1HVAC | ACIQ-24ZPL-HP230C | ACIQ-24CD-HH-MC | 12 | 19 | 11.7 | Yes | Both | 4 | 700 | 900 | 150 | 350 | 2025-01-01
216032282 | 1HVAC | ACIQ-36ZPL-HP230C | ACIQ-36CD-HH-MC | 12 | 17.7 | 11.1 | Yes | Both | 4 | 700 | 900 | 150 | 350 | 2025-01-01
216032283 | 1HVAC | ACIQ-48ZPL-HP230C | ACIQ-48CD-HH-MC | 10.4 | 16.7 | 10.8 | Yes | Yes | 4 | 700 | 900 | 150 | 350 | 2025-01-01
216032284 | 1HVAC | ACIQ-60ZPL-HP230C | ACIQ-60CD-HH-MC | 10.2 | 15.8 | 10.4 | Yes | Yes | 2 | 500 | 700 | 100 | 300 | 2025-01-01
216032285 | 1HVAC | ACIQ-09ZPL-HP230C | ACIQ-09FM-HH-MD | 15.1 | 27.2 | 10.9 | Yes | Both | 4 | 700 | 900 | 150 | 350 | 2025-01-01
216032286 | 1HVAC | ACIQ-12ZPL-HP230C | ACIQ-12FM-HH-MD | 12.5 | 25 | 10.5 | Yes | Both | 4 | 700 | 900 | 150 | 350 | 2025-01-01
216032287 | 1HVAC | ACIQ-18ZPL-HP230C | ACIQ-18FM-HH-MD | 12.5 | 20.4 | 10.3 | Yes | Both | 4 | 700 | 900 | 150 | 350 | 2025-01-01
216032288 | 1HVAC | ACIQ-24ZPL-HP230C | ACIQ-24FM-HH-MD | 12 | 20.4 | 12.1 | Yes | Both | 4 | 700 | 900 | 150 | 350 | 2025-01-01
216032289 | 1HVAC | ACIQ-36ZPL-HP230C | ACIQ-36FM-HH-MD | 12 | 20 | 10.8 | Yes | Both | 4 | 700 | 900 | 150 | 350 | 2025-01-01
216032290 | 1HVAC | ACIQ-48ZPL-HP230C | ACIQ-48FM-HH-MD | 9.4 | 18.5 | 10.1 | Yes | Yes | 4 | 700 | 900 | 150 | 350 | 2025-01-01
216032291 | 1HVAC | ACIQ-60ZPL-HP230C | ACIQ-60FM-HH-MD | 9 | 18 | 10.7 | Yes | Yes | 4 | 700 | 900 | 150 | 350 | 2025-01-01
216032292 | 1HVAC | ACIQ-06ZPL-HP230C | SCC-0609-HH-MB | 15 | 22 | 12 | Yes | Both | 4 | 700 | 900 | 150 | 350 | 2025-01-01
216032293 | 1HVAC | ACIQ-09ZPL-HP230C | SCC-0609-HH-MB | 14.6 | 24 | 12.1 | Yes | Both | 4 | 700 | 900 | 150 | 350 | 2025-01-01
216032294 | 1HVAC | ACIQ-18ZPL-HP230C | SCC-1218-HH-MB | 12.5 | 20.6 | 12.2 | Yes | Both | 4 | 700 | 900 | 150 | 350 | 2025-01-01
214837137 | 1HVAC | ACIQ-12Z-HP115B | ACIQ-12W-HP115B | 10.3 | 20.8 | 8.7 | No | N/A | 2 | 500 | 700 | 100 | 300 | 2025-01-01
214810562 | 1HVAC | EZ-12Z-HP115 | EZ-12W-HP115 | 9 | 18.9 | 9.3 | No | N/A | 3 | 600 | 800 | 150 | 350 | 2025-01-01
214810563 | 1HVAC | EZ-18Z-HP230 | EZ-18W-HP230 | 9.8 | 19.3 | 8.6 | No | N/A | 2 | 500 | 700 | 100 | 300 | 2025-01-01
214810564 | 1HVAC | EZ-24Z-HP230 | EZ-24W-HP230 | 9 | 18 | 8.3 | No | N/A | 1 | 400 | 600 | 100 | 300 | 2025-01-01
214810586 | 1HVAC | EZ-09Z-HP115 | EZ-09W-HP115 | 11.5 | 20 | 9.4 | Yes | No | 3 | 600 | 800 | 150 | 350 | 2025-01-01
214810587 | 1HVAC | EZ-12ZPL-HP115 | EZ-12WPL-HP115 | 12.5 | 22.5 | 9 | Yes | No | 3 | 600 | 800 | 150 | 350 | 2025-01-01
214810588 | 1HVAC | EZ-18ZPL-HP230 | EZ-18W-M | 12.6 | 22.7 | 9.8 | Yes | No | 3 | 600 | 800 | 150 | 350 | 2025-01-01
214810589 | 1HVAC | EZ-24ZPL-HP230 | EZ-24W-M | 12.5 | 20.5 | 9.2 | Yes | No | 3 | 600 | 800 | 150 | 350 | 2025-01-01
211580574 | 1HVAC | SC-30ZPL-HP230 | SC-30WPL-HP230 | 10.6 | 20 | 8.5 | No | N/A | 2 | 500 | 700 | 100 | 300 | 2025-01-01
211580578 | 1HVAC | SC-30ZGLD-HP230B | SC-30WGLD-HP230B | 11.25 | 20 | 8.5 | No | N/A | 2 | 500 | 700 | 100 | 300 | 2025-01-01
211580582 | 1HVAC | SC-36ZGLD-HP230B | SC-36WGLD-HP230B | 10.5 | 20 | 8.5 | No | N/A | 2 | 500 | 700 | 100 | 300 | 2025-01-01
210857293 | 1HVAC | ACIQ-30Z-HP230B | ACIQ-30W-HP230B | 10.5 | 18.6 | 8.7 | No | N/A | 2 | 500 | 700 | 100 | 300 | 2025-01-01
210857294 | 1HVAC | ACIQ-06ZPL-HP230B | ACIQ-06W-HH-MC | 15.8 | 26.5 | 13.6 | Yes | Both | 4 | 700 | 900 | 150 | 350 | 2025-01-01
210857295 | 1HVAC | ACIQ-09ZPL-HP230B | ACIQ-09W-HH-MC | 16.2 | 28.1 | 11.5 | Yes | Both | 4 | 700 | 900 | 150 | 350 | 2025-01-01
210857296 | 1HVAC | ACIQ-12ZPL-HP230B | ACIQ-12W-HH-MC | 14 | 25.5 | 10.4 | Yes | Both | 4 | 700 | 900 | 150 | 350 | 2025-01-01
210857297 | 1HVAC | ACIQ-18ZPL-HP230B | ACIQ-18W-HH-MC | 12.5 | 21.5 | 11.3 | Yes | Both | 4 | 700 | 900 | 150 | 350 | 2025-01-01
210857298 | 1HVAC | ACIQ-24ZPL-HP230B | ACIQ-24W-HH-MC | 13 | 21.5 | 11.4 | Yes | Both | 4 | 700 | 900 | 150 | 350 | 2025-01-01
210857299 | 1HVAC | ACIQ-36ZPL-HP230B | ACIQ-36CC-HH-MB | 9.5 | 19.4 | 10.5 | Yes | Yes | 4 | 700 | 900 | 150 | 350 | 2025-01-01
210857300 | 1HVAC | ACIQ-48ZPL-HP230B | ACIQ-48CC-HH-MB | 8.3 | 16.8 | 10.7 | Yes | Yes | 4 | 700 | 900 | 150 | 350 | 2025-01-01
210857301 | 1HVAC | ACIQ-36ZPL-HP230B | ACIQ-36CD-HH-MB | 9 | 16.5 | 11 | Yes | Yes | 4 | 700 | 900 | 150 | 350 | 2025-01-01
210857303 | 1HVAC | ACIQ-60ZPL-HP230B | ACIQ-60CD-HH-MB | 9.4 | 15.8 | 9.5 | Yes | Yes | 2 | 500 | 700 | 100 | 300 | 2025-01-01
210857304 | 1HVAC | ACIQ-36ZPL-HP230B | ACIQ-36FM-HH-MB | 8.8 | 17.6 | 10 | Yes | Yes | 4 | 700 | 900 | 150 | 350 | 2025-01-01
210857305 | 1HVAC | ACIQ-48ZPL-HP230B | ACIQ-48FM-HH-MB | 8.2 | 17 | 9.8 | Yes | Yes | 3 | 600 | 800 | 150 | 350 | 2025-01-01
210857306 | 1HVAC | ACIQ-60ZPL-HP230B | ACIQ-60FM-HH-MB | 9 | 17.3 | 10.2 | Yes | Yes | 4 | 700 | 900 | 150 | 350 | 2025-01-01
210857307 | 1HVAC | ACIQ-06ZPL-HP230B | SCC-0609-HH-M | 14.5 | 22 | 10.8 | Yes | Both | 4 | 700 | 900 | 150 | 350 | 2025-01-01
210857308 | 1HVAC | ACIQ-09ZPL-HP230B | SCC-0609-HH-M | 13 | 24 | 12.4 | Yes | Both | 4 | 700 | 900 | 150 | 350 | 2025-01-01
210857309 | 1HVAC | ACIQ-12ZPL-HP230B | SCC-1218-HH-M | 13 | 23 | 10 | Yes | Both | 4 | 700 | 900 | 150 | 350 | 2025-01-01
210857310 | 1HVAC | ACIQ-18ZPL-HP230B | SCC-1218-HH-M | 12.5 | 19.8 | 11.2 | Yes | Both | 4 | 700 | 900 | 150 | 350 | 2025-01-01
210857311 | 1HVAC | ACIQ-12ZPL-HP230B | ACIQ-12FM-HH-MC | 13.3 | 24.2 | 10.7 | Yes | Both | 4 | 700 | 900 | 150 | 350 | 2025-01-01
210857312 | 1HVAC | ACIQ-18ZPL-HP230B | ACIQ-18FM-HH-MC | 11 | 20.2 | 8.9 | Yes | Both | 2 | 500 | 700 | 100 | 300 | 2025-01-01
213348291 | A/H EDEN | AS12HP2AC | AS12HP2AE | 10 | 19 | 8.5 | No | N/A | 2 | 500 | 700 | 100 | 300 | 2025-01-01
212922347 | A/H EDEN | AS24HP2AC | AS24HP2AE | 10 | 19 | 8.5 | No | N/A | 2 | 500 | 700 | 100 | 300 | 2025-01-01
212922348 | A/H EDEN | AS36HP2AC | AS36HP2AE | 9 | 19 | 8.5 | No | N/A | 2 | 500 | 700 | 100 | 300 | 2025-01-01
216497954 | AC PRO | MHPC-H-060BMB |  | 10 | 18 | 9.2 | No | N/A | 3 | 600 | 800 | 150 | 350 | 2025-01-01
216497942 | AC PRO | MHPC-H-018BMB |  | 12 | 20 | 10 | Yes | Both | 4 | 700 | 900 | 150 | 350 | 2025-01-01
216497945 | AC PRO | MHPC-H-027BMB |  | 12 | 21 | 9 | Yes | Both | 3 | 600 | 800 | 150 | 350 | 2025-01-01
216497948 | AC PRO | MHPC-H-036BMB |  | 11.7 | 20 | 9.2 | Yes | Both | 3 | 600 | 800 | 150 | 350 | 2025-01-01
216497951 | AC PRO | MHPC-H-048BMB |  | 12 | 20.4 | 10.6 | Yes | Both | 4 | 700 | 900 | 150 | 350 | 2025-01-01
216497950 | AC PRO | MHPC-H-048BMB |  | 12.5 | 24 | 10.3 | Yes | Both | 4 | 700 | 900 | 150 | 350 | 2025-01-01
216497953 | AC PRO | MHPC-H-060BMB |  | 10 | 22 | 9.5 | No | N/A | 3 | 600 | 800 | 150 | 350 | 2025-01-01
216497944 | AC PRO | MHPC-H-027BMB |  | 13 | 25 | 9.5 | Yes | Both | 3 | 600 | 800 | 150 | 350 | 2025-01-01
216497947 | AC PRO | MHPC-H-036BMB |  | 12 | 24 | 9.5 | Yes | Both | 3 | 600 | 800 | 150 | 350 | 2025-01-01
216497941 | AC PRO | MHPC-H-018BMB |  | 14 | 25.1 | 9.8 | Yes | Both | 3 | 600 | 800 | 150 | 350 | 2025-01-01
201830359 | AC PRO | 2PAMSH18-MZO2 |  | 11.7 | 20.5 | 8.9 | Yes | No | 2 | 500 | 700 | 100 | 300 | 2025-01-01
201830360 | AC PRO | 2PAMSH27-MZO3 |  | 12 | 22 | 8.9 | Yes | Both | 2 | 500 | 700 | 100 | 300 | 2025-01-01
201830361 | AC PRO | 2PAMSH36-MZO4 |  | 10.8 | 22.5 | 9.2 | No | N/A | 3 | 600 | 800 | 150 | 350 | 2025-01-01
201830362 | AC PRO | 2PAMSH48-MZO5 |  | 12.5 | 23.7 | 8.6 | Yes | No | 2 | 500 | 700 | 100 | 300 | 2025-01-01
216497943 | AC PRO | MHPC-H-018BMB |  | 13 | 22.55 | 9.9 | Yes | Both | 3 | 600 | 800 | 150 | 350 | 2025-01-01
216497946 | AC PRO | MHPC-H-027BMB |  | 12.5 | 23 | 9.25 | Yes | Both | 3 | 600 | 800 | 150 | 350 | 2025-01-01
216497952 | AC PRO | MHPC-H-048BMB |  | 12.25 | 22.2 | 10.45 | Yes | Both | 4 | 700 | 900 | 150 | 350 | 2025-01-01
216497949 | AC PRO | MHPC-H-036BMB |  | 11.85 | 22 | 9.35 | Yes | Both | 3 | 600 | 800 | 150 | 350 | 2025-01-01
216497955 | AC PRO | MHPC-H-060BMB |  | 10 | 20 | 9.35 | No | N/A | 3 | 600 | 800 | 150 | 350 | 2025-01-01
216497938 | AC PRO | MHPC-H-009BSB | MCON-H-009BBB | 16.2 | 26 | 13.9 | Yes | Both | 4 | 700 | 900 | 150 | 350 | 2025-01-01
216497939 | AC PRO | MHPC-H-012BSB | MCON-O-012BBB | 12.7 | 24.6 | 11 | Yes | Both | 4 | 700 | 900 | 150 | 350 | 2025-01-01
216497940 | AC PRO | MHPC-H-018BSB | MCON-H-016BBB | 12.5 | 23.8 | 13.5 | Yes | Both | 4 | 700 | 900 | 150 | 350 | 2025-01-01
216497907 | AC PRO | MHPC-J-009ASB | MWAL-J-009ASB | 12.5 | 21.5 | 9 | Yes | No | 3 | 600 | 800 | 150 | 350 | 2025-01-01
216497908 | AC PRO | MHPC-J-012ASB | MWAL-J-012ASB | 10.1 | 21.2 | 8.7 | No | N/A | 2 | 500 | 700 | 100 | 300 | 2025-01-01
216497909 | AC PRO | MHPC-J-009BSB | MWAL-J-009BSB | 12.6 | 21.2 | 9.1 | Yes | Both | 3 | 600 | 800 | 150 | 350 | 2025-01-01
216497910 | AC PRO | MHPC-J-012BSB | MWAL-J-012BSB | 10.8 | 21.3 | 9.1 | No | N/A | 3 | 600 | 800 | 150 | 350 | 2025-01-01
216497911 | AC PRO | MHPC-J-018BSB | MWAL-J-018BSB | 10.8 | 19.2 | 9.6 | No | N/A | 3 | 600 | 800 | 150 | 350 | 2025-01-01
216497912 | AC PRO | MHPC-J-024BSB | MWAL-J-024BSB | 10 | 18.7 | 9.3 | Yes | Yes | 3 | 600 | 800 | 150 | 350 | 2025-01-01
216497913 | AC PRO | MHPC-J-030BSB | MWAL-J-030BSB | 11 | 20 | 9.2 | No | N/A | 3 | 600 | 800 | 150 | 350 | 2025-01-01
216497914 | AC PRO | MHPC-J-036BSB | MWAL-J-036BSB | 9 | 18 | 8.5 | No | N/A | 2 | 500 | 700 | 100 | 300 | 2025-01-01
216497915 | AC PRO | MHPC-H-012ASB | MWAL-H-012ASB | 13 | 23.4 | 9.5 | Yes | No | 3 | 600 | 800 | 150 | 350 | 2025-01-01
216497916 | AC PRO | MHPC-H-009BSB | MWAL-H-009BBB | 14.9 | 25.8 | 12.5 | Yes | Both | 4 | 700 | 900 | 150 | 350 | 2025-01-01
216497917 | AC PRO | MHPC-H-012BSB | MWAL-H-012BBB | 13 | 25.5 | 10.6 | Yes | Both | 4 | 700 | 900 | 150 | 350 | 2025-01-01
216497918 | AC PRO | MHPC-H-018BSB | MWAL-H-018BBB | 12.7 | 23.5 | 10.8 | Yes | Both | 4 | 700 | 900 | 150 | 350 | 2025-01-01
216497919 | AC PRO | MHPC-H-024BSB | MWAL-H-024BBB | 14 | 23 | 11.7 | Yes | Both | 4 | 700 | 900 | 150 | 350 | 2025-01-01
216497920 | AC PRO | MHPC-H-030BSB | MWAL-H-030BBB | 12 | 20.5 | 9.5 | Yes | No | 3 | 600 | 800 | 150 | 350 | 2025-01-01
216497921 | AC PRO | MHPC-H-036BSB | MWAL-H-036BBB | 8.6 | 19 | 8.5 | No | N/A | 2 | 500 | 700 | 100 | 300 | 2025-01-01
216497922 | AC PRO | MHPC-H-009BSB | M4CS-H-009BBB | 14.3 | 21.6 | 11.3 | Yes | Both | 4 | 700 | 900 | 150 | 350 | 2025-01-01
216497923 | AC PRO | MHPC-H-012BSB | M4CS-H-012BBB | 12.5 | 21.1 | 10.4 | Yes | Both | 4 | 700 | 900 | 150 | 350 | 2025-01-01
216497924 | AC PRO | MHPC-H-018BSB | M4CS-H-018BBB | 12.5 | 20.7 | 11.4 | Yes | Both | 4 | 700 | 900 | 150 | 350 | 2025-01-01
216497925 | AC PRO | MHPC-H-024BSB | M4CS-H-024BBB | 12 | 22 | 10.5 | Yes | Both | 4 | 700 | 900 | 150 | 350 | 2025-01-01
216497926 | AC PRO | MHPC-H-036BSB | M4CS-H-036BSB | 9.6 | 20 | 10.3 | Yes | Yes | 4 | 700 | 900 | 150 | 350 | 2025-01-01
216497927 | AC PRO | MHPC-H-048BSB | M4CS-H-048BSB | 9.5 | 19.1 | 9.9 | Yes | Yes | 3 | 600 | 800 | 150 | 350 | 2025-01-01
216497928 | AC PRO | MHPC-H-009BSB | M1CS-H-009BBB | 14.4 | 22.1 | 11.8 | Yes | Both | 4 | 700 | 900 | 150 | 350 | 2025-01-01
216497929 | AC PRO | MHPC-H-012BSB | M1CS-H-012BBB | 12.3 | 22.1 | 10 | Yes | Both | 4 | 700 | 900 | 150 | 350 | 2025-01-01
216497930 | AC PRO | MHPC-H-018BSB | M1CS-H-018BBB | 12.5 | 22.2 | 12.2 | Yes | Both | 4 | 700 | 900 | 150 | 350 | 2025-01-01
216497931 | AC PRO | MHPC-H-009BSB | MDUC-H-009BBB | 13 | 19.7 | 11.5 | Yes | Both | 4 | 700 | 900 | 150 | 350 | 2025-01-01
216497932 | AC PRO | MHPC-H-012BSB | MDUC-H-012BBB | 12 | 19.5 | 10.5 | Yes | Both | 4 | 700 | 900 | 150 | 350 | 2025-01-01
216497933 | AC PRO | MHPC-H-018BSB | MDUC-H-018BBB | 13.3 | 20 | 11.3 | Yes | Both | 4 | 700 | 900 | 150 | 350 | 2025-01-01
216497934 | AC PRO | MHPC-H-024BSB | MDUC-H-024BBB | 12.5 | 19 | 11 | Yes | Both | 4 | 700 | 900 | 150 | 350 | 2025-01-01
216497935 | AC PRO | MHPC-H-036BSB | MDUC-H-036BSB | 10.1 | 18.7 | 10.2 | No | N/A | 4 | 700 | 900 | 150 | 350 | 2025-01-01
216497936 | AC PRO | MHPC-H-048BSB | MDUC-H-048BSB | 10 | 17.1 | 9.8 | Yes | Yes | 3 | 600 | 800 | 150 | 350 | 2025-01-01
216497937 | AC PRO | MHPC-H-060BSB | MDUC-H-060BSB | 10 | 17 | 9.7 | No | N/A | 3 | 600 | 800 | 150 | 350 | 2025-01-01
210343321 | AC PRO.COM | A5OA-55HFN1-M |  | 10.5 | 19 | 8.6 | No | N/A | 2 | 500 | 700 | 100 | 300 | 2025-01-01
205816499 | AC PRO.COM | A3OF-27HFN1-M |  | 11 | 20 | 8.5 | No | N/A | 2 | 500 | 700 | 100 | 300 | 2025-01-01
205816502 | AC PRO.COM | A4OF-36HFN1-M |  | 10 | 18.5 | 8.7 | No | N/A | 2 | 500 | 700 | 100 | 300 | 2025-01-01
207827125 | AC PRO.COM | A2OA-18HFN1-M |  | 12 | 19 | 9.8 | Yes | Both | 3 | 600 | 800 | 150 | 350 | 2025-01-01
207827126 | AC PRO.COM | A3OJ-27HFN1-M |  | 11.7 | 21 | 9.2 | Yes | No | 3 | 600 | 800 | 150 | 350 | 2025-01-01
207827129 | AC PRO.COM | A4OG-36HFN1-M |  | 11 | 20 | 9.2 | No | N/A | 3 | 600 | 800 | 150 | 350 | 2025-01-01
207827131 | AC PRO.COM | A5OG-48HFN1-M |  | 10.8 | 20.5 | 9.7 | No | N/A | 3 | 600 | 800 | 150 | 350 | 2025-01-01
216619383 | AC PRO.COM | MHPC-D-024BMC |  | 12 | 18 | 8.1 | Yes | Both | 1 | 400 | 600 | 100 | 300 | 2025-01-01
216619384 | AC PRO.COM | MHPC-D-030BMC |  | 12 | 18 | 8.1 | Yes | Both | 1 | 400 | 600 | 100 | 300 | 2025-01-01
216619385 | AC PRO.COM | MHPC-D-036BMC |  | 11.7 | 18 | 8.1 | Yes | Both | 1 | 400 | 600 | 100 | 300 | 2025-01-01
216619386 | AC PRO.COM | MHPC-D-042BMC |  | 12 | 18 | 8.1 | Yes | Both | 1 | 400 | 600 | 100 | 300 | 2025-01-01
216619381 | AC PRO.COM | MHPC-D-018BMC |  | 11.7 | 18 | 8.1 | Yes | Both | 1 | 400 | 600 | 100 | 300 | 2025-01-01
217178842 | AC PRO.COM | MHPC-D-048BMC |  | 11.7 | 18 | 8.1 | Yes | Both | 1 | 400 | 600 | 100 | 300 | 2025-01-01
217178841 | AC PRO.COM | MHPC-D-048BMC |  | 12 | 21 | 10 | Yes | Both | 4 | 700 | 900 | 150 | 350 | 2025-01-01
216619376 | AC PRO.COM | MHPC-D-018BMC |  | 12 | 21 | 10 | Yes | Both | 4 | 700 | 900 | 150 | 350 | 2025-01-01
216619377 | AC PRO.COM | MHPC-D-024BMC |  | 13.3 | 21 | 10 | Yes | Both | 4 | 700 | 900 | 150 | 350 | 2025-01-01
216619378 | AC PRO.COM | MHPC-D-030BMC |  | 13.6 | 21 | 10 | Yes | Both | 4 | 700 | 900 | 150 | 350 | 2025-01-01
216619379 | AC PRO.COM | MHPC-D-036BMC |  | 12 | 21 | 10 | Yes | Both | 4 | 700 | 900 | 150 | 350 | 2025-01-01
216619380 | AC PRO.COM | MHPC-D-042BMC |  | 13 | 21 | 10 | Yes | Both | 4 | 700 | 900 | 150 | 350 | 2025-01-01
207827135 | AC PRO.COM | A3OJ-27HFN1-M |  | 12.7 | 24.6 | 9.5 | Yes | No | 3 | 600 | 800 | 150 | 350 | 2025-01-01
207827136 | AC PRO.COM | A5OG-48HFN1-M |  | 12.5 | 23.4 | 8.7 | Yes | No | 2 | 500 | 700 | 100 | 300 | 2025-01-01
207827133 | AC PRO.COM | A2OA-18HFN1-M |  | 13.9 | 22.9 | 10.5 | Yes | No | 4 | 700 | 900 | 150 | 350 | 2025-01-01
207827128 | AC PRO.COM | A4OG-36HFN1-M |  | 11.7 | 23.9 | 9.5 | Yes | No | 3 | 600 | 800 | 150 | 350 | 2025-01-01
210343320 | AC PRO.COM | A5OA-55HFN1-M |  | 10.5 | 20.2 | 9.6 | No | N/A | 3 | 600 | 800 | 150 | 350 | 2025-01-01
205816501 | AC PRO.COM | A4OF-36HFN1-M |  | 11.5 | 22.5 | 9 | No | N/A | 3 | 600 | 800 | 150 | 350 | 2025-01-01
205816498 | AC PRO.COM | A3OF-27HFN1-M |  | 12.5 | 23 | 9.2 | Yes | No | 3 | 600 | 800 | 150 | 350 | 2025-01-01
204759499 | AC PRO.COM | GMV-24WL/C-T(U) |  | 10.5 | 18 | 8.5 | No | N/A | 2 | 500 | 700 | 100 | 300 | 2025-01-01
204759500 | AC PRO.COM | GMV-28WL/C-T(U) |  | 10.5 | 18 | 8.5 | No | N/A | 2 | 500 | 700 | 100 | 300 | 2025-01-01
10569061 | AC PRO.COM | AWHD(42)ND3EO |  | 10.4 | 21 | 8.6 | No | N/A | 2 | 500 | 700 | 100 | 300 | 2025-01-01
10569057 | AC PRO.COM | AWHD(36)ND3GO |  | 11.8 | 21 | 8.6 | No | N/A | 2 | 500 | 700 | 100 | 300 | 2025-01-01
10569053 | AC PRO.COM | AWHD(30)ND3GO |  | 11.8 | 20 | 8.6 | No | N/A | 2 | 500 | 700 | 100 | 300 | 2025-01-01
10569045 | AC PRO.COM | AWHD(18)ND3GO |  | 12.5 | 21 | 9 | No | N/A | 3 | 600 | 800 | 150 | 350 | 2025-01-01
10569047 | AC PRO.COM | AWHD(24)ND3GO |  | 11.8 | 21 | 9 | No | N/A | 3 | 600 | 800 | 150 | 350 | 2025-01-01
210838022 | AC PRO.COM | AWHD(36)ND3MO |  | 12 | 21 | 10 | Yes | No | 4 | 700 | 900 | 150 | 350 | 2025-01-01
210838025 | AC PRO.COM | AWHD(42)ND3MO |  | 12 | 21 | 10 | Yes | No | 4 | 700 | 900 | 150 | 350 | 2025-01-01
210838016 | AC PRO.COM | AWHD(24)ND3MO |  | 12.5 | 21 | 10 | Yes | No | 4 | 700 | 900 | 150 | 350 | 2025-01-01
210838019 | AC PRO.COM | AWHD(30)ND3MO |  | 12.5 | 21 | 10 | Yes | No | 4 | 700 | 900 | 150 | 350 | 2025-01-01
210838013 | AC PRO.COM | AWHD(18)ND3MO |  | 12 | 21 | 10 | Yes | Both | 4 | 700 | 900 | 150 | 350 | 2025-01-01
210343322 | AC PRO.COM | A5OA-55HFN1-M |  | 10.5 | 19.6 | 9.1 | No | N/A | 3 | 600 | 800 | 150 | 350 | 2025-01-01
210838015 | AC PRO.COM | AWHD(18)ND3MO |  | 11.5 | 18.5 | 9 | No | N/A | 3 | 600 | 800 | 150 | 350 | 2025-01-01
210838018 | AC PRO.COM | AWHD(24)ND3MO |  | 11.75 | 18.5 | 9 | No | N/A | 3 | 600 | 800 | 150 | 350 | 2025-01-01
210838024 | AC PRO.COM | AWHD(36)ND3MO |  | 11.5 | 18.5 | 9 | No | N/A | 3 | 600 | 800 | 150 | 350 | 2025-01-01
210838021 | AC PRO.COM | AWHD(30)ND3MO |  | 11.75 | 18.5 | 9 | No | N/A | 3 | 600 | 800 | 150 | 350 | 2025-01-01
210838027 | AC PRO.COM | AWHD(42)ND3MO |  | 11.5 | 18.5 | 9 | No | N/A | 3 | 600 | 800 | 150 | 350 | 2025-01-01
205816503 | AC PRO.COM | A4OF-36HFN1-M |  | 10.75 | 20.5 | 8.85 | No | N/A | 2 | 500 | 700 | 100 | 300 | 2025-01-01
207827127 | AC PRO.COM | A3OJ-27HFN1-M |  | 12.2 | 22.8 | 9.35 | Yes | No | 3 | 600 | 800 | 150 | 350 | 2025-01-01
207827130 | AC PRO.COM | A4OG-36HFN1-M |  | 11.35 | 21.95 | 9.35 | No | N/A | 3 | 600 | 800 | 150 | 350 | 2025-01-01
207827132 | AC PRO.COM | A5OG-48HFN1-M |  | 11.65 | 21.95 | 9.2 | No | N/A | 3 | 600 | 800 | 150 | 350 | 2025-01-01
207827134 | AC PRO.COM | A2OA-18HFN1-M |  | 12.95 | 20.95 | 10.15 | Yes | No | 4 | 700 | 900 | 150 | 350 | 2025-01-01
216619382 | AC PRO.COM | MHPC-D-018BMC |  | 11.8 | 19 | 9 | Yes | Both | 3 | 600 | 800 | 150 | 350 | 2025-01-01
216619387 | AC PRO.COM | MHPC-D-024BMC |  | 12.2 | 19 | 9 | Yes | Both | 3 | 600 | 800 | 150 | 350 | 2025-01-01
216619388 | AC PRO.COM | MHPC-D-030BMC |  | 12.2 | 19 | 9 | Yes | Both | 3 | 600 | 800 | 150 | 350 | 2025-01-01
216619389 | AC PRO.COM | MHPC-D-036BMC |  | 11.8 | 19 | 9 | Yes | Both | 3 | 600 | 800 | 150 | 350 | 2025-01-01
216619390 | AC PRO.COM | MHPC-D-042BMC |  | 12.2 | 19 | 9 | Yes | Both | 3 | 600 | 800 | 150 | 350 | 2025-01-01
217178843 | AC PRO.COM | MHPC-D-048BMC |  | 11.8 | 19 | 9 | Yes | Both | 3 | 600 | 800 | 150 | 350 | 2025-01-01
216619391 | AC PRO.COM | MHPC-D-009BSC | MWAL-D-009BSC | 12.5 | 20.5 | 8.8 | No | N/A | 2 | 500 | 700 | 100 | 300 | 2025-01-01
216619392 | AC PRO.COM | MHPC-D-009ASC | MWAL-D-009ASC | 11.9 | 20.5 | 8.8 | No | N/A | 2 | 500 | 700 | 100 | 300 | 2025-01-01
216619393 | AC PRO.COM | MHPC-D-024BSC | MWAL-D-024BSC | 11.9 | 19 | 8.5 | No | N/A | 2 | 500 | 700 | 100 | 300 | 2025-01-01
216619394 | AC PRO.COM | MHPC-D-012BSC | MWAL-D-012BSC | 9.75 | 19 | 8.5 | No | N/A | 2 | 500 | 700 | 100 | 300 | 2025-01-01
216619395 | AC PRO.COM | MHPC-D-012ASC | MWAL-D-012ASC | 9.3 | 19 | 8.5 | No | N/A | 2 | 500 | 700 | 100 | 300 | 2025-01-01
216619396 | AC PRO.COM | MHPC-D-018BSC | MWAL-D-018BSC | 12.35 | 20 | 8.5 | No | N/A | 2 | 500 | 700 | 100 | 300 | 2025-01-01
209843057 | AC PRO.COM | AOX430-18HFN1-MT8W | ASEPC-18HRFN1-MU0W | 12.5 | 23.5 | 10.8 | Yes | No | 4 | 700 | 900 | 150 | 350 | 2025-01-01
209748099 | AC PRO.COM | AOX230-09HFN1-MW5W | ACCA3U-09HRFN1-M | 13 | 20 | 10 | Yes | Both | 4 | 700 | 900 | 150 | 350 | 2025-01-01
209748100 | AC PRO.COM | AOX230-12HFN1-MV5W | ACCA3U-12HRFN1-M(C) | 14 | 22.7 | 10 | Yes | No | 4 | 700 | 900 | 150 | 350 | 2025-01-01
209748101 | AC PRO.COM | AOX430-18HFN1-MT8W | ACCA3U-18HRFN1-M(C) | 12.5 | 20.5 | 10.5 | Yes | No | 4 | 700 | 900 | 150 | 350 | 2025-01-01
209748102 | AC PRO.COM | AOD32-24HFN1-MT0W | ACD1-24HRFN1-MT0W | 12.5 | 21.5 | 9.7 | Yes | Both | 3 | 600 | 800 | 150 | 350 | 2025-01-01
209748103 | AC PRO.COM | AOX230-09HFN1-MW5W | ATIU-09HWFN1-M | 12.5 | 19.2 | 10.2 | Yes | Both | 4 | 700 | 900 | 150 | 350 | 2025-01-01
209748104 | AC PRO.COM | AOX230-12HFN1-MV5W | ATIU-12HWFN1-M | 11.7 | 19 | 10.3 | Yes | Both | 4 | 700 | 900 | 150 | 350 | 2025-01-01
209748105 | AC PRO.COM | AOX430-18HFN1-MT8W | ATIU-18HWFN1-M | 12.5 | 20 | 10.6 | Yes | No | 4 | 700 | 900 | 150 | 350 | 2025-01-01
209748106 | AC PRO.COM | AOX230-12HFN1-MV5W | AFAU-12HRFN1-M(C) | 13 | 22.7 | 10.2 | Yes | Both | 4 | 700 | 900 | 150 | 350 | 2025-01-01
209748107 | AC PRO.COM | AOX430-18HFN1-MT8W | AUEU-18HRFN1-M(C) | 12.5 | 23 | 10 | Yes | No | 4 | 700 | 900 | 150 | 350 | 2025-01-01
209748108 | AC PRO.COM | AOD32-24HFN1-MT0W | AUEU-24HRFN1-M(C) | 12.5 | 21.2 | 10.3 | Yes | Both | 4 | 700 | 900 | 150 | 350 | 2025-01-01
207827137 | AC PRO.COM | AOX230-09HFN1-BS5W | ASABA-09HRFN1-BT5W | 12.5 | 21.5 | 9 | Yes | No | 3 | 600 | 800 | 150 | 350 | 2025-01-01
207827138 | AC PRO.COM | AOX230-12HFN1-BS8W | ASABB-12HRFN1-BS9W | 10.3 | 20.8 | 8.7 | No | N/A | 2 | 500 | 700 | 100 | 300 | 2025-01-01
207827139 | AC PRO.COM | AOX230-09HFN1-MT0W | ASABA-09HRFN1-MU5W | 12.6 | 21.7 | 9.1 | Yes | No | 3 | 600 | 800 | 150 | 350 | 2025-01-01
207827140 | AC PRO.COM | AOX230-12HFN1-MS8W | ASABB-12HRFN1-MT5W | 10.8 | 21.4 | 9.1 | No | N/A | 3 | 600 | 800 | 150 | 350 | 2025-01-01
207827141 | AC PRO.COM | AOX330-18HFN1-MS0W | ASABD-18HRFN1-MS1W | 10.5 | 19 | 8.7 | No | N/A | 2 | 500 | 700 | 100 | 300 | 2025-01-01
207827142 | AC PRO.COM | AOX430-24HFN1-MR0W | ASABE-24HRFN1-MR0W | 9 | 18 | 8.6 | No | N/A | 2 | 500 | 700 | 100 | 300 | 2025-01-01
207827143 | AC PRO.COM | AOD30-30HFN1-MS0W | ASABF-30HRFN1-MR0W | 10.5 | 18.6 | 8.7 | No | N/A | 2 | 500 | 700 | 100 | 300 | 2025-01-01
207827144 | AC PRO.COM | AOD31-36HFN1-MP0W | ASABF-36HRFNX-MQ0W | 8.5 | 17.5 | 8.7 | No | N/A | 2 | 500 | 700 | 100 | 300 | 2025-01-01
207827145 | AC PRO.COM | AOX230-09HFN1-MW5W | ASEPB-09HRFN1-MY5W(GA) | 15 | 25.5 | 12.3 | Yes | Both | 4 | 700 | 900 | 150 | 350 | 2025-01-01
207827146 | AC PRO.COM | AOX230-12HFN1-MV5W | ASEPB-12HRFN1-MW5W(GA) | 13.7 | 24.6 | 10.7 | Yes | No | 4 | 700 | 900 | 150 | 350 | 2025-01-01
207827147 | AC PRO.COM | AOX430-18HFN1-MU0W | ASEPC-18HRFN1-MU0W | 12.5 | 23.5 | 10.8 | Yes | No | 4 | 700 | 900 | 150 | 350 | 2025-01-01
207827148 | AC PRO.COM | AOD32-24HFN1-MT0W | ASEPD-24HRFN1-MU0W | 14 | 22 | 10 | Yes | No | 4 | 700 | 900 | 150 | 350 | 2025-01-01
207827149 | AC PRO.COM | AOD30-30HFN1-MS0W | ASEPD-30HRFN1-MS8W | 11.5 | 20 | 9.2 | No | N/A | 3 | 600 | 800 | 150 | 350 | 2025-01-01
207827151 | AC PRO.COM | AOX330-09HFN1-MY5W | ACCA3U-09HRFN1-M | 13 | 20.5 | 10.3 | Yes | Both | 4 | 700 | 900 | 150 | 350 | 2025-01-01
207827152 | AC PRO.COM | AOX330-12HFN1-MW5W | ACCA3U-12HRFN1-M | 12.7 | 22.3 | 10.2 | Yes | Both | 4 | 700 | 900 | 150 | 350 | 2025-01-01
207827153 | AC PRO.COM | AOX430-17HFN1-MT0W | ACCA3U-18HRFN1-M | 12.5 | 20.5 | 10.5 | Yes | No | 4 | 700 | 900 | 150 | 350 | 2025-01-01
207827154 | AC PRO.COM | AOX330-09HFN1-MY5W | ATIU-09HWFN1-M | 12.5 | 19.2 | 10.2 | Yes | Both | 4 | 700 | 900 | 150 | 350 | 2025-01-01
207827155 | AC PRO.COM | AOX330-12HFN1-MW5W | ATIU-12HWFN1-M | 11.7 | 19.5 | 10 | Yes | Both | 4 | 700 | 900 | 150 | 350 | 2025-01-01
207827156 | AC PRO.COM | AOX430-17HFN1-MT0W | ATIU-18HWFN1-M | 11.7 | 18 | 9.5 | Yes | Both | 3 | 600 | 800 | 150 | 350 | 2025-01-01
207827157 | AC PRO.COM | AOD32-24HFN1-MT0W | ATIU-24HWFN1-M | 12.5 | 19 | 11.2 | Yes | Both | 4 | 700 | 900 | 150 | 350 | 2025-01-01
207827158 | AC PRO.COM | AOX330-12HFN1-MW5W | AFAU-12HRFN1-M(C) | 13 | 23.6 | 10 | Yes | Both | 4 | 700 | 900 | 150 | 350 | 2025-01-01
207691810 | AC PRO.COM | AOX430-24HFN1-MR0 | AVC-24HWFN1-M | 10.5 | 17 | 9.2 | No | N/A | 3 | 600 | 800 | 150 | 350 | 2025-01-01
207691811 | AC PRO.COM | AOD30U-36HFN1-MR0 | AVC-36HWFN1-M | 10.1 | 16.9 | 8.2 | No | N/A | 1 | 400 | 600 | 100 | 300 | 2025-01-01
207691812 | AC PRO.COM | AOE30U-48HFN1-MR0 | AVC-48HWFN1-M | 8.8 | 15.8 | 9.4 | No | N/A | 2 | 500 | 700 | 100 | 300 | 2025-01-01
205921395 | AC PRO.COM | AOBA30-09HFN1-MT0W | AS11M-09HRFN1-MXOW(A) | 14.9 | 21.8 | 9.3 | Yes | Both | 3 | 600 | 800 | 150 | 350 | 2025-01-01
205921396 | AC PRO.COM | AOB30-12HFN1-MT0W | AS11M-12HRFN1-MU5W | 13.7 | 22.3 | 8.8 | Yes | Both | 2 | 500 | 700 | 100 | 300 | 2025-01-01
205921397 | AC PRO.COM | AOCA31-18HFN1-MT0W | AS11M-18HRFN1-MTOW | 13 | 20 | 8.3 | Yes | No | 1 | 400 | 600 | 100 | 300 | 2025-01-01
205921398 | AC PRO.COM | AOD31-24HFN1-MT0W | AS11M-23HRFN1-MTOW | 13.7 | 19.8 | 9.3 | Yes | No | 3 | 600 | 800 | 150 | 350 | 2025-01-01
205355553 | AC PRO.COM | AOBA30-09HFN1-MT0W | ATIU-09HWFN1-M | 12.1 | 18.7 | 9.8 | Yes | Both | 3 | 600 | 800 | 150 | 350 | 2025-01-01
205355554 | AC PRO.COM | AOB30-12HFN1-MT0W | ATIU-12HWFN1-M | 11.7 | 19 | 10 | Yes | Both | 4 | 700 | 900 | 150 | 350 | 2025-01-01
205355555 | AC PRO.COM | AOCA31-18HFN1-MT0W | ATIU-18HWFN1-M | 11.7 | 18.5 | 9.2 | Yes | No | 3 | 600 | 800 | 150 | 350 | 2025-01-01
205355556 | AC PRO.COM | AOD31-24HFN1-MT0W | ATIU-24HWFN1-M | 11.7 | 19 | 10 | Yes | Both | 4 | 700 | 900 | 150 | 350 | 2025-01-01
205355561 | AC PRO.COM | AOCA31-18HFN1-MT0W | ACCA3U-18HRFN1-M | 12.5 | 20 | 9.1 | Yes | No | 3 | 600 | 800 | 150 | 350 | 2025-01-01
205355563 | AC PRO.COM | AOD30U-36HFN1-M | ACDU-36HRFN1-M | 9 | 17.5 | 9.3 | No | N/A | 3 | 600 | 800 | 150 | 350 | 2025-01-01
205355564 | AC PRO.COM | AOE30U-48HFN1-M | ACDU-48HRFN1-M | 9.5 | 16.8 | 9 | No | N/A | 3 | 600 | 800 | 150 | 350 | 2025-01-01
205355565 | AC PRO.COM | AOB30-12HFN1-MT0W | AFAU-12HRFN1-M(C) | 13 | 20.5 | 8.8 | Yes | No | 2 | 500 | 700 | 100 | 300 | 2025-01-01
205355566 | AC PRO.COM | AOCA31-18HFN1-MT0W | AUEU-18HRFN1-M(C) | 12.5 | 20 | 8.9 | Yes | No | 2 | 500 | 700 | 100 | 300 | 2025-01-01
205355567 | AC PRO.COM | AOD31-24HFN1-MT0W | AUEU-24HRFN1-M(C) | 12.5 | 20 | 9.4 | Yes | No | 3 | 600 | 800 | 150 | 350 | 2025-01-01
205355568 | AC PRO.COM | AOD30U-36HFN1-M | AUE-36HRFN1-M(C) | 8 | 16 | 10 | No | N/A | 4 | 700 | 900 | 150 | 350 | 2025-01-01
205355569 | AC PRO.COM | AOE30U-48HFN1-M | AUE-48HRFN1-M(C) | 9.3 | 17.8 | 9 | No | N/A | 3 | 600 | 800 | 150 | 350 | 2025-01-01
205355570 | AC PRO.COM | AOBA30-09HFN1-BS0W | ASABA-09HRFN1-BS0W | 11.5 | 18.9 | 8.1 | No | N/A | 1 | 400 | 600 | 100 | 300 | 2025-01-01
205355571 | AC PRO.COM | AOB30-12HFN1-BS0W | ASABB-12HRFN1-BS0W | 10.5 | 19 | 8.3 | No | N/A | 1 | 400 | 600 | 100 | 300 | 2025-01-01
205355572 | AC PRO.COM | AOBA30-09HFN1-MS0W | ASABA-09HRFN1-MS0W | 11 | 18 | 9.1 | No | N/A | 3 | 600 | 800 | 150 | 350 | 2025-01-01
205355574 | AC PRO.COM | AOB30-18HFN1-MS0W | ASABD-18HRFN1-MS0W | 11 | 18.7 | 8.1 | No | N/A | 1 | 400 | 600 | 100 | 300 | 2025-01-01
202409833 | AC PRO.COM | AWH09ACD-D3DNA1A/O | AWH09QD-D3DND6B/I | 16.6 | 27 | 11 | Yes | Both | 4 | 700 | 900 | 150 | 350 | 2025-01-01
201856810 | AC PRO.COM | AWH09QB-A3DNA5K/O | AWH09QB-A3DNB8K/I | 9.55 | 17 | 8.3 | No | N/A | 1 | 400 | 600 | 100 | 300 | 2025-01-01
10569074 | AC PRO.COM | AWH12YD-D3DNA1A/O | AWH12QD-D3DN***/I | 14 | 24 | 8.5 | Yes | Yes | 2 | 500 | 700 | 100 | 300 | 2025-01-01
10569075 | AC PRO.COM | AWH18YE-D3DNA1A/O | AWH18QE-D3DN***/I | 13.5 | 22 | 10 | No | N/A | 4 | 700 | 900 | 150 | 350 | 2025-01-01
10569076 | AC PRO.COM | AWH24YE-D3DNA1A/O | AWH24QE-D3DN***/I | 13 | 21.5 | 9.5 | Yes | Yes | 3 | 600 | 800 | 150 | 350 | 2025-01-01
10569080 | AC PRO.COM | AWH24QE-D3DNA5K/O | AWH24QE-D3DN***/I | 10.95 | 18.5 | 8.5 | No | N/A | 2 | 500 | 700 | 100 | 300 | 2025-01-01
10531403 | AC PRO.COM | AWH09QC-A3DNA1D/O | AWH09QC-A3DNA3D/I | 13 | 23 | 9.4 | No | N/A | 3 | 600 | 800 | 150 | 350 | 2025-01-01
10531404 | AC PRO.COM | AWH12QC-A3DNA1D/O | AWH12QC-A3DNA3D/I | 12 | 21.5 | 8.2 | No | N/A | 1 | 400 | 600 | 100 | 300 | 2025-01-01
10531405 | AC PRO.COM | AWH09QC-D3DNA1D/O | AWH09QC-D3DNA3D/I | 14 | 23 | 8.5 | No | N/A | 2 | 500 | 700 | 100 | 300 | 2025-01-01
10531406 | AC PRO.COM | AWH12QC-D3DNA1D/O | AWH12QC-D3DNA3D/I | 12 | 21.5 | 8.5 | No | N/A | 2 | 500 | 700 | 100 | 300 | 2025-01-01
10544533 | AC PRO.COM | AWH18QD-D3DNA1G/O | AWH18QD-D3DNA3G/I | 12.5 | 20 | 8.5 | No | N/A | 2 | 500 | 700 | 100 | 300 | 2025-01-01
10544534 | AC PRO.COM | AWH24QE-D3DNA1D/O | AWH24QE-D3DNA3D/I | 12.5 | 20 | 8.5 | No | N/A | 2 | 500 | 700 | 100 | 300 | 2025-01-01
213867386 | AC PRO.COM | AOE30U-48HFN1-MP0(GA) | ACD1-48HRFN1-M(GA) | 9.5 | 18.5 | 9.8 | No | N/A | 3 | 600 | 800 | 150 | 350 | 2025-01-01
213867387 | AC PRO.COM | AOE30U-48HFN1-MP0(GA) | AUE-48HRFN1-M(C) | 9.3 | 18.9 | 10 | No | N/A | 4 | 700 | 900 | 150 | 350 | 2025-01-01
217196920 | AC PRO.COM | MHPC-D-036BSC | MWAL-D-036BSC | 10.6 | 21 | 8.5 | Yes | Yes | 2 | 500 | 700 | 100 | 300 | 2025-01-01
217196921 | AC PRO.COM | MHPC-D-030BSC | MWAL-D-030BSC | 10.9 | 22 | 9 | No | N/A | 3 | 600 | 800 | 150 | 350 | 2025-01-01
210265863 | AC PRO.COM | AOD30U-36HFN1-MP0(GA) | ATI-36HWFN1-M | 8.8 | 15.8 | 8.8 | No | N/A | 2 | 500 | 700 | 100 | 300 | 2025-01-01
212219665 | AC PRO.COM | AOD30U-36HFN1-MP0(GA) | ACD1-36HRFN1-M(GA) | 9.4 | 19.2 | 8.8 | No | N/A | 2 | 500 | 700 | 100 | 300 | 2025-01-01
212219666 | AC PRO.COM | AOD30U-36HFN1-MP0(GA) | AUE-36HRFN1-M(C) | 8.5 | 19 | 9 | No | N/A | 3 | 600 | 800 | 150 | 350 | 2025-01-01
211177530 | AC PRO.COM | AWH18QDXF-D3DNB2A/O | AWH18QDXF-D3DNB8A/I | 12.5 | 23 | 8.5 | Yes | Yes | 2 | 500 | 700 | 100 | 300 | 2025-01-01
211040676 | AC PRO.COM | AWH09ATCXB-A3DNA1A/O | AWH09ATCXB-A3DNA4A/I | 11.3 | 19.5 | 8.6 | No | N/A | 2 | 500 | 700 | 100 | 300 | 2025-01-01
211040677 | AC PRO.COM | AWH12ATCXB-A3DNA1C/O | AWH12ATCXB-A3DNA4C/I | 8.7 | 17.5 | 8.5 | No | N/A | 2 | 500 | 700 | 100 | 300 | 2025-01-01
211040678 | AC PRO.COM | AWH09ATCXB-D3DNA1A/O | AWH09ATCXB-D3DNA4A/I | 11.3 | 19.5 | 8.8 | No | N/A | 2 | 500 | 700 | 100 | 300 | 2025-01-01
211040679 | AC PRO.COM | AWH12ATCXB-D3DNA1C/O | AWH12ATCXB-D3DNA4C/I | 8.7 | 17.5 | 8.5 | No | N/A | 2 | 500 | 700 | 100 | 300 | 2025-01-01
211040680 | AC PRO.COM | AWH18ATDXD-D3DNA1A/O | AWH18ATDXD-D3DNA4A/I | 10.05 | 17.5 | 8.5 | No | N/A | 2 | 500 | 700 | 100 | 300 | 2025-01-01
211040681 | AC PRO.COM | AWH24QEXF-D3DNC4C/O | AWH24ATEXF-D3DNA4E/I | 11.6 | 18 | 8.5 | No | N/A | 2 | 500 | 700 | 100 | 300 | 2025-01-01
211001948 | AC PRO.COM | AOX230-09HFN1-MW5W | ACBU-09HRFN1-MW0W | 13 | 22.5 | 11.5 | Yes | Both | 4 | 700 | 900 | 150 | 350 | 2025-01-01
211001949 | AC PRO.COM | AOX230-12HFN1-MV5W | ACBU-12HRFN1-MV0W | 12.6 | 22 | 9.8 | Yes | No | 3 | 600 | 800 | 150 | 350 | 2025-01-01
211001950 | AC PRO.COM | AOX430-18HFN1-MT8W | ACBU-18HRFN1-MU2W | 12.5 | 21.8 | 10.7 | Yes | No | 4 | 700 | 900 | 150 | 350 | 2025-01-01
210838006 | AC PRO.COM | AWH09AGCXD-A3DNA1A/O | AWH09QCXD-A3DNB8A/I | 14.55 | 27 | 10 | Yes | Both | 4 | 700 | 900 | 150 | 350 | 2025-01-01
210838007 | AC PRO.COM | AWH09AGCXD-D3DNA1A/O | AWH09QCXD-D3DNB8A/I | 14.7 | 25.5 | 10.2 | Yes | Both | 4 | 700 | 900 | 150 | 350 | 2025-01-01
210838008 | AC PRO.COM | AWH12AGCXD-A3DNA1A/O | AWH12QCXD-A3DNB8A/I | 12 | 24 | 9 | Yes | Yes | 3 | 600 | 800 | 150 | 350 | 2025-01-01
210838009 | AC PRO.COM | AWH12AGCXD-D3DNA1A/O | AWH12QCXD-D3DNB8A/I | 12.5 | 24 | 9 | Yes | Yes | 3 | 600 | 800 | 150 | 350 | 2025-01-01
210838010 | AC PRO.COM | AWH24AGEXH-D3DNA1A/O | AWH24QEXH-D3DNB8A/I | 13.1 | 24.5 | 9.5 | Yes | No | 3 | 600 | 800 | 150 | 350 | 2025-01-01
210838011 | AC PRO.COM | AWH30QFXH-D3DNB2A/O | AWH30QFXH-D3DNB4A/I | 11.25 | 20 | 8.5 | No | N/A | 2 | 500 | 700 | 100 | 300 | 2025-01-01
210838012 | AC PRO.COM | AWH36QFXH-D3DNB2B/O | AWH36QFXH-D3DNB4B/I | 10.5 | 20 | 8.5 | No | N/A | 2 | 500 | 700 | 100 | 300 | 2025-01-01
204706307 | ACC | MST363E23MHAA |  | 11.7 | 19 | 9.5 | Yes | No | 3 | 600 | 800 | 150 | 350 | 2025-01-01
204706295 | ACC | MST303E23MHAA |  | 12.5 | 22 | 9 | Yes | Both | 3 | 600 | 800 | 150 | 350 | 2025-01-01
204706296 | ACC | MST363E23MHAA |  | 13.5 | 21.5 | 9.5 | Yes | Both | 3 | 600 | 800 | 150 | 350 | 2025-01-01
204706294 | ACC | MST183E23MHAA |  | 12.5 | 21.5 | 9 | Yes | Both | 3 | 600 | 800 | 150 | 350 | 2025-01-01
204706306 | ACC | MST303E23MHAA |  | 11.75 | 20 | 8.5 | No | N/A | 2 | 500 | 700 | 100 | 300 | 2025-01-01
204706304 | ACC | MST183E23MHAA |  | 11.75 | 19.25 | 8.5 | No | N/A | 2 | 500 | 700 | 100 | 300 | 2025-01-01
204706308 | ACC | MST363E23MHAA |  | 12.6 | 20.25 | 9.5 | Yes | No | 3 | 600 | 800 | 150 | 350 | 2025-01-01
206199281 | ACC | MSH603E18MCAA | MST603E18ADAA | 9 | 15.4 | 8.4 | No | N/A | 1 | 400 | 600 | 100 | 300 | 2025-01-01
203991100 | ACC | MSH183E19MCAA | MSH183E19AXAA | 11 | 18.7 | 8.1 | No | N/A | 1 | 400 | 600 | 100 | 300 | 2025-01-01
203991102 | ACC | MSH093E23MCAA | MSH093E23AXAA | 14.5 | 23.1 | 9.9 | Yes | No | 3 | 600 | 800 | 150 | 350 | 2025-01-01
203991103 | ACC | MSH123E23MCAA | MSH123E23AXAA | 13 | 19.9 | 9.1 | Yes | No | 3 | 600 | 800 | 150 | 350 | 2025-01-01
203991104 | ACC | MSH183E23MCAA | MSH183E23AXAA | 12.5 | 19.4 | 8.9 | Yes | No | 2 | 500 | 700 | 100 | 300 | 2025-01-01
203991105 | ACC | MSH243E23MCAA | MSH243E23AXAA | 13 | 20 | 9.5 | Yes | No | 3 | 600 | 800 | 150 | 350 | 2025-01-01
203991110 | ACC | MSH603E18MCAA | MST363E18ADAA | 9 | 15.4 | 8.4 | No | N/A | 1 | 400 | 600 | 100 | 300 | 2025-01-01
10612711 | ACC | MSH121J21MC-ACC | MSH121J21AX-ACC | 12.5 | 20.1 | 8.2 | Yes | No | 1 | 400 | 600 | 100 | 300 | 2025-01-01
10612712 | ACC | MSH183J21MC-ACC | MSH183J21AX-ACC | 13 | 19.9 | 8.1 | Yes | No | 1 | 400 | 600 | 100 | 300 | 2025-01-01
206428584 | ACD | MUD18KCH23S-O |  | 12 | 20 | 10 | Yes | Yes | 4 | 700 | 900 | 150 | 350 | 2025-01-01
206428585 | ACD | MUD24KCH23S-O |  | 12 | 20 | 10 | Yes | Yes | 4 | 700 | 900 | 150 | 350 | 2025-01-01
206428586 | ACD | MUD36KCH23S-O |  | 9 | 16 | 8.6 | Yes | Yes | 2 | 500 | 700 | 100 | 300 | 2025-01-01
206428587 | ACD | MUD42KCH23S-O |  | 9 | 16 | 8.6 | Yes | Yes | 2 | 500 | 700 | 100 | 300 | 2025-01-01
202110506 | ACD | MPD42KCH21S-O |  | 10.4 | 21 | 8.6 | No | N/A | 2 | 500 | 700 | 100 | 300 | 2025-01-01
202110500 | ACD | MPD30KCH21S-O |  | 11.8 | 20 | 8.6 | No | N/A | 2 | 500 | 700 | 100 | 300 | 2025-01-01
202110503 | ACD | MPD36KCH21S-O |  | 11.8 | 21 | 8.6 | No | N/A | 2 | 500 | 700 | 100 | 300 | 2025-01-01
202110494 | ACD | MPD18KCH22S-O |  | 12.5 | 21 | 9 | No | N/A | 3 | 600 | 800 | 150 | 350 | 2025-01-01
210534130 | ACD | MPD36KCH21SB-O |  | 12 | 21 | 10 | Yes | No | 4 | 700 | 900 | 150 | 350 | 2025-01-01
210534131 | ACD | MPD42KCH21SB-O |  | 12 | 21 | 10 | Yes | No | 4 | 700 | 900 | 150 | 350 | 2025-01-01
202110497 | ACD | MPD24KCH21S-O |  | 11.8 | 21 | 9 | No | N/A | 3 | 600 | 800 | 150 | 350 | 2025-01-01
210534127 | ACD | MPD18KCH21SB-O |  | 12 | 21 | 10 | Yes | Both | 4 | 700 | 900 | 150 | 350 | 2025-01-01
210534128 | ACD | MPD24KCH21SB-O |  | 12.5 | 21 | 10 | Yes | No | 4 | 700 | 900 | 150 | 350 | 2025-01-01
210534129 | ACD | MPD30KCH21SB-O |  | 12.5 | 21 | 10 | Yes | No | 4 | 700 | 900 | 150 | 350 | 2025-01-01
210534137 | ACD | MPD18KCH21SB-O |  | 11.5 | 18.5 | 9 | No | N/A | 3 | 600 | 800 | 150 | 350 | 2025-01-01
210534141 | ACD | MPD42KCH21SB-O |  | 11.5 | 18.5 | 9 | No | N/A | 3 | 600 | 800 | 150 | 350 | 2025-01-01
210534138 | ACD | MPD24KCH21SB-O |  | 11.75 | 18.5 | 9 | No | N/A | 3 | 600 | 800 | 150 | 350 | 2025-01-01
210534139 | ACD | MPD30KCH21SB-O |  | 11.75 | 18.5 | 9 | No | N/A | 3 | 600 | 800 | 150 | 350 | 2025-01-01
210534140 | ACD | MPD36KCH21SB-O |  | 11.5 | 18.5 | 9 | No | N/A | 3 | 600 | 800 | 150 | 350 | 2025-01-01
202209107 | ACD | LPD24KCH18S-O | LPD24KCH18S-I | 10.95 | 18.5 | 8.5 | No | N/A | 2 | 500 | 700 | 100 | 300 | 2025-01-01
202409832 | ACD | UHD09KCH38SB-O | UHD09KCH38SB-I | 16.6 | 27 | 11 | Yes | Both | 4 | 700 | 900 | 150 | 350 | 2025-01-01
202132789 | ACD | UHD24KCH22S-O | UHD24KCH22S-I | 13 | 21.5 | 9.5 | Yes | Yes | 3 | 600 | 800 | 150 | 350 | 2025-01-01
202110484 | ACD | UHD12KCH31S-O | UHD12KCH31S-I | 14 | 24 | 8.5 | Yes | Yes | 2 | 500 | 700 | 100 | 300 | 2025-01-01
202110485 | ACD | UHD18KCH25S-O | UHD18KCH25S-I | 13.5 | 22 | 10 | No | N/A | 4 | 700 | 900 | 150 | 350 | 2025-01-01
201863350 | ACD | OCD09KCH23S-O | OCD09KCH23S-I | 14 | 23 | 8.5 | Yes | Both | 2 | 500 | 700 | 100 | 300 | 2025-01-01
201863351 | ACD | OCD12KCH22S-O | OCD12KCH22S-I | 12 | 21.5 | 8.5 | Yes | Yes | 2 | 500 | 700 | 100 | 300 | 2025-01-01
201863352 | ACD | OCD18KCH20S-O | OCD18KCH20S-I | 12.5 | 20 | 8.5 | Yes | No | 2 | 500 | 700 | 100 | 300 | 2025-01-01
201863353 | ACD | OCD24KCH20S-O | OCD24KCH20S-I | 12.5 | 20 | 8.5 | No | N/A | 2 | 500 | 700 | 100 | 300 | 2025-01-01
211749865 | ACD | UHD09KCH38SB-O | UHD09KCH38SC-I | 16.6 | 27 | 11 | Yes | Both | 4 | 700 | 900 | 150 | 350 | 2025-01-01
211749866 | ACD | UHD12KCH31S-O | UHD12KCH31SB-I | 14 | 24 | 8.5 | Yes | Yes | 2 | 500 | 700 | 100 | 300 | 2025-01-01
211749867 | ACD | UHD18KCH25S-O | UHD18KCH25SB-I | 13.5 | 22 | 10 | Yes | Yes | 4 | 700 | 900 | 150 | 350 | 2025-01-01
211749868 | ACD | UHD24KCH22S-O | UHD24KCH22SB-I | 13 | 21.5 | 9.5 | Yes | Yes | 3 | 600 | 800 | 150 | 350 | 2025-01-01
211709659 | ACD | PUD30KCH20S-O | PUD30KCH20S-I | 11.25 | 20 | 8.5 | No | N/A | 2 | 500 | 700 | 100 | 300 | 2025-01-01
211709660 | ACD | PUD36KCH20S-O | PUD36KCH20S-I | 10.5 | 20 | 8.5 | No | N/A | 2 | 500 | 700 | 100 | 300 | 2025-01-01
211619266 | ACD | PUD18KCH23S-O | PUD18KCH23S-I | 12.5 | 23 | 8.5 | Yes | Yes | 2 | 500 | 700 | 100 | 300 | 2025-01-01
210534142 | ACD | PUD09KCH25S-O | PUD09KCH25S-I | 14.7 | 25.5 | 10.2 | Yes | Both | 4 | 700 | 900 | 150 | 350 | 2025-01-01
210534143 | ACD | PUD12KCH24S-O | PUD12KCH24S-I | 12.5 | 24 | 9 | Yes | Yes | 3 | 600 | 800 | 150 | 350 | 2025-01-01
210534144 | ACD | PUD24KCH24S-O | PUD24KCH24S-I | 13.1 | 24.5 | 9.5 | Yes | No | 3 | 600 | 800 | 150 | 350 | 2025-01-01
214229583 | ACD | PUD18KCH23S-O* | PUD18KCH23S-I* | 12.5 | 23 | 9 | Yes | Yes | 3 | 600 | 800 | 150 | 350 | 2025-01-01
210410121 | ACD | CHD09KCH19S-O | CHD09KCH19S-I | 11.3 | 19.5 | 8.8 | No | N/A | 2 | 500 | 700 | 100 | 300 | 2025-01-01
210410122 | ACD | CHD12KCH17S-O | CHD12KCH17S-I | 8.7 | 17.5 | 8.5 | No | N/A | 2 | 500 | 700 | 100 | 300 | 2025-01-01
210410123 | ACD | CHD18KCH17S-O | CHD18KCH17S-I | 10.05 | 17.5 | 8.5 | No | N/A | 2 | 500 | 700 | 100 | 300 | 2025-01-01
210410124 | ACD | CHD24KCH18S-O | CHD24KCH18S-I | 11.6 | 18 | 8.5 | No | N/A | 2 | 500 | 700 | 100 | 300 | 2025-01-01
216980962 | ACEKOOL | CMS9-2 PRO | CMS9-2 PRO | 13 | 23.5 | 9.2 | Yes | Both | 3 | 600 | 800 | 150 | 350 | 2025-01-01
216980963 | ACEKOOL | CMS12-2 PRO | CMS12-2 PRO | 13 | 23 | 9.5 | Yes | Both | 3 | 600 | 800 | 150 | 350 | 2025-01-01
213857783 | Acekool | CMS9 PRO | CMS9 PRO | 12.5 | 23 | 9 | Yes | Both | 3 | 600 | 800 | 150 | 350 | 2025-01-01
213857784 | Acekool | CMS18 PRO | CMS18 PRO | 12.5 | 22 | 9 | Yes | Both | 3 | 600 | 800 | 150 | 350 | 2025-01-01
213857785 | Acekool | CMS12 PRO | CMS12 PRO | 13 | 22 | 9 | Yes | No | 3 | 600 | 800 | 150 | 350 | 2025-01-01
213857786 | Acekool | CMS24 PRO | CMS24 PRO | 12.5 | 20 | 9 | Yes | No | 3 | 600 | 800 | 150 | 350 | 2025-01-01
216962323 | ACEKOOL | CMS9-2 | CMS9-2 | 10 | 19 | 8.5 | No | N/A | 2 | 500 | 700 | 100 | 300 | 2025-01-01
216962325 | ACEKOOL | CMS12-2 | CMS12-2 | 10 | 19 | 8.5 | No | N/A | 2 | 500 | 700 | 100 | 300 | 2025-01-01
213804779 | Acekool | CMS9 | CMS9 | 10 | 19 | 8.5 | No | N/A | 2 | 500 | 700 | 100 | 300 | 2025-01-01
213804780 | Acekool | CMS12 | CMS12 | 10 | 19 | 8.5 | No | N/A | 2 | 500 | 700 | 100 | 300 | 2025-01-01
213804781 | Acekool | CMS18 | CMS18 | 9.4 | 19 | 8.5 | No | N/A | 2 | 500 | 700 | 100 | 300 | 2025-01-01
213804782 | Acekool | CMS24 | CMS24 | 10 | 19 | 8.5 | No | N/A | 2 | 500 | 700 | 100 | 300 | 2025-01-01
213804783 | Acekool | CMS36 | CMS36 | 9 | 19 | 8.5 | No | N/A | 2 | 500 | 700 | 100 | 300 | 2025-01-01
214584770 | Achazel | ACA-2502A | ACA-2501A | 10 | 19 | 8.5 | No | N/A | 2 | 500 | 700 | 100 | 300 | 2025-01-01
214584771 | Achazel | ACA-2504A | ACA-2503A | 10 | 19 | 8.5 | No | N/A | 2 | 500 | 700 | 100 | 300 | 2025-01-01
214584772 | Achazel | ACA-2508A | ACA-2507A | 9.4 | 19 | 8.5 | No | N/A | 2 | 500 | 700 | 100 | 300 | 2025-01-01
210857381 | ACIQ | ACIQ-55Z-HH-M5B |  | 10.5 | 18.8 | 9.3 | Yes | Yes | 3 | 600 | 800 | 150 | 350 | 2025-01-01
210857384 | ACIQ | ES-18Z-M2B |  | 12 | 19 | 9.8 | Yes | Both | 3 | 600 | 800 | 150 | 350 | 2025-01-01
210857387 | ACIQ | ES-27Z-M3B |  | 11.7 | 21 | 9.2 | Yes | No | 3 | 600 | 800 | 150 | 350 | 2025-01-01
210857390 | ACIQ | ES-36Z-M4B |  | 11 | 20 | 9.2 | No | N/A | 3 | 600 | 800 | 150 | 350 | 2025-01-01
210857393 | ACIQ | ES-48Z-M5B |  | 10.8 | 20.5 | 9.7 | No | N/A | 3 | 600 | 800 | 150 | 350 | 2025-01-01
210857396 | ACIQ | ES-55Z-M5B |  | 10.5 | 19 | 8.6 | No | N/A | 2 | 500 | 700 | 100 | 300 | 2025-01-01
216032362 | ACIQ | ACIQ-18Z-HH-M3C |  | 13 | 20 | 10 | Yes | Both | 4 | 700 | 900 | 150 | 350 | 2025-01-01
216032365 | ACIQ | ACIQ-27Z-HH-M4C |  | 12 | 19 | 9.5 | Yes | Both | 3 | 600 | 800 | 150 | 350 | 2025-01-01
216032368 | ACIQ | ACIQ-36Z-HH-M5C |  | 12 | 19.4 | 10.4 | Yes | Both | 4 | 700 | 900 | 150 | 350 | 2025-01-01
216032371 | ACIQ | ACIQ-48Z-HH-M6C |  | 11.7 | 20.4 | 11 | Yes | Both | 4 | 700 | 900 | 150 | 350 | 2025-01-01
216032374 | ACIQ | ACIQ-55Z-HH-M6C |  | 11.7 | 20 | 10.7 | Yes | Both | 4 | 700 | 900 | 150 | 350 | 2025-01-01
216032377 | ACIQ | ES-18Z-M3C |  | 12 | 20 | 10 | Yes | Both | 4 | 700 | 900 | 150 | 350 | 2025-01-01
216032380 | ACIQ | ES-27Z-M4C |  | 12 | 21 | 9 | Yes | Both | 3 | 600 | 800 | 150 | 350 | 2025-01-01
216032383 | ACIQ | ES-36Z-M5C |  | 11.7 | 20 | 9.2 | Yes | Both | 3 | 600 | 800 | 150 | 350 | 2025-01-01
216032389 | ACIQ | ES-55Z-M6C |  | 10 | 18 | 9.2 | No | N/A | 3 | 600 | 800 | 150 | 350 | 2025-01-01
216032386 | ACIQ | ES-48Z-M6C |  | 12 | 20.4 | 10.6 | Yes | Both | 4 | 700 | 900 | 150 | 350 | 2025-01-01
207825577 | ACIQ | ACIQ-18Z-HH-M2B |  | 12 | 19 | 9.3 | Yes | Both | 3 | 600 | 800 | 150 | 350 | 2025-01-01
207825580 | ACIQ | ACIQ-27Z-HH-M3B |  | 11.7 | 20 | 9.5 | Yes | Both | 3 | 600 | 800 | 150 | 350 | 2025-01-01
207825586 | ACIQ | ACIQ-48Z-HH-M5B |  | 11.7 | 20.9 | 9 | Yes | Both | 3 | 600 | 800 | 150 | 350 | 2025-01-01
207825583 | ACIQ | ACIQ-36Z-HH-M4B |  | 11.7 | 19 | 10 | Yes | No | 4 | 700 | 900 | 150 | 350 | 2025-01-01
207825585 | ACIQ | ACIQ-48Z-HH-M5B |  | 11.7 | 21.8 | 9.8 | Yes | Both | 3 | 600 | 800 | 150 | 350 | 2025-01-01
208674924 | ACIQ | SC-36Z-HH-M4 |  | 9 | 16 | 8.6 | No | N/A | 2 | 500 | 700 | 100 | 300 | 2025-01-01
208674927 | ACIQ | SC-42Z-HH-M5 |  | 9 | 16 | 8.6 | No | N/A | 2 | 500 | 700 | 100 | 300 | 2025-01-01
208674921 | ACIQ | SC-27Z-HH-M3 |  | 12 | 20 | 10 | No | N/A | 4 | 700 | 900 | 150 | 350 | 2025-01-01
207825579 | ACIQ | ACIQ-27Z-HH-M3B |  | 12.5 | 23 | 10.6 | Yes | Both | 4 | 700 | 900 | 150 | 350 | 2025-01-01
207825582 | ACIQ | ACIQ-36Z-HH-M4B |  | 13.6 | 22.2 | 10.3 | Yes | Both | 4 | 700 | 900 | 150 | 350 | 2025-01-01
207825576 | ACIQ | ACIQ-18Z-HH-M2B |  | 12.5 | 22 | 9.8 | Yes | Both | 3 | 600 | 800 | 150 | 350 | 2025-01-01
206315653 | ACIQ | ACIQ-18Z-HH-M2 |  | 12.5 | 21.5 | 9 | Yes | Both | 3 | 600 | 800 | 150 | 350 | 2025-01-01
206315654 | ACIQ | ACIQ-27Z-HH-M3 |  | 12.5 | 22 | 9 | Yes | Both | 3 | 600 | 800 | 150 | 350 | 2025-01-01
216032385 | ACIQ | ES-48Z-M6C |  | 12.5 | 24 | 10.3 | Yes | Both | 4 | 700 | 900 | 150 | 350 | 2025-01-01
216032388 | ACIQ | ES-55Z-M6C |  | 10 | 22 | 9.5 | No | N/A | 3 | 600 | 800 | 150 | 350 | 2025-01-01
216032379 | ACIQ | ES-27Z-M4C |  | 13 | 25 | 9.5 | Yes | Both | 3 | 600 | 800 | 150 | 350 | 2025-01-01
216032382 | ACIQ | ES-36Z-M5C |  | 12 | 24 | 9.5 | Yes | Both | 3 | 600 | 800 | 150 | 350 | 2025-01-01
216032373 | ACIQ | ACIQ-55Z-HH-M6C |  | 12 | 22.2 | 10.5 | Yes | Both | 4 | 700 | 900 | 150 | 350 | 2025-01-01
216032376 | ACIQ | ES-18Z-M3C |  | 14 | 25.1 | 9.8 | Yes | Both | 3 | 600 | 800 | 150 | 350 | 2025-01-01
216032367 | ACIQ | ACIQ-36Z-HH-M5C |  | 13 | 23 | 10.7 | Yes | Both | 4 | 700 | 900 | 150 | 350 | 2025-01-01
216032370 | ACIQ | ACIQ-48Z-HH-M6C |  | 12 | 23 | 11 | Yes | Both | 4 | 700 | 900 | 150 | 350 | 2025-01-01
216032361 | ACIQ | ACIQ-18Z-HH-M3C |  | 15 | 25 | 10.4 | Yes | Both | 4 | 700 | 900 | 150 | 350 | 2025-01-01
216032364 | ACIQ | ACIQ-27Z-HH-M4C |  | 12.5 | 23 | 10.5 | Yes | Both | 4 | 700 | 900 | 150 | 350 | 2025-01-01
215742358 | ACIQ | SC-27Z-HH-M4B |  | 12.5 | 21 | 10 | Yes | No | 4 | 700 | 900 | 150 | 350 | 2025-01-01
208674918 | ACIQ | SC-18Z-HH-M2 |  | 12 | 20 | 10 | No | N/A | 4 | 700 | 900 | 150 | 350 | 2025-01-01
210857395 | ACIQ | ES-55Z-M5B |  | 10.5 | 21.3 | 9.1 | No | N/A | 3 | 600 | 800 | 150 | 350 | 2025-01-01
210857389 | ACIQ | ES-36Z-M4B |  | 11.7 | 23.9 | 9.5 | Yes | No | 3 | 600 | 800 | 150 | 350 | 2025-01-01
210857392 | ACIQ | ES-48Z-M5B |  | 12.5 | 23.4 | 8.7 | Yes | No | 2 | 500 | 700 | 100 | 300 | 2025-01-01
210857383 | ACIQ | ES-18Z-M2B |  | 13.9 | 22.9 | 10.5 | Yes | No | 4 | 700 | 900 | 150 | 350 | 2025-01-01
210857386 | ACIQ | ES-27Z-M3B |  | 12.7 | 24.6 | 9.5 | Yes | No | 3 | 600 | 800 | 150 | 350 | 2025-01-01
210857380 | ACIQ | ACIQ-55Z-HH-M5B |  | 10.5 | 22 | 9.5 | Yes | Yes | 3 | 600 | 800 | 150 | 350 | 2025-01-01
210857382 | ACIQ | ACIQ-55Z-HH-M5B |  | 10.5 | 20.4 | 9.4 | Yes | Yes | 3 | 600 | 800 | 150 | 350 | 2025-01-01
210857385 | ACIQ | ES-18Z-M2B |  | 12.95 | 20.95 | 10.15 | Yes | No | 4 | 700 | 900 | 150 | 350 | 2025-01-01
210857391 | ACIQ | ES-36Z-M4B |  | 11.35 | 21.95 | 9.35 | No | N/A | 3 | 600 | 800 | 150 | 350 | 2025-01-01
210857388 | ACIQ | ES-27Z-M3B |  | 12.2 | 22.8 | 9.35 | Yes | No | 3 | 600 | 800 | 150 | 350 | 2025-01-01
210857394 | ACIQ | ES-48Z-M5B |  | 11.65 | 21.95 | 9.2 | No | N/A | 3 | 600 | 800 | 150 | 350 | 2025-01-01
210857397 | ACIQ | ES-55Z-M5B |  | 10.5 | 20.15 | 8.85 | No | N/A | 2 | 500 | 700 | 100 | 300 | 2025-01-01
208674920 | ACIQ | SC-18Z-HH-M2 |  | 10.5 | 18 | 8.6 | No | N/A | 2 | 500 | 700 | 100 | 300 | 2025-01-01
215742352 | ACIQ | SC-27Z-HH-M4B |  | 11.75 | 18.5 | 9 | No | N/A | 3 | 600 | 800 | 150 | 350 | 2025-01-01
216032363 | ACIQ | ACIQ-18Z-HH-M3C |  | 14 | 22.5 | 10.2 | Yes | Both | 4 | 700 | 900 | 150 | 350 | 2025-01-01
216032369 | ACIQ | ACIQ-36Z-HH-M5C |  | 12.5 | 21.2 | 10.55 | Yes | Both | 4 | 700 | 900 | 150 | 350 | 2025-01-01
216032366 | ACIQ | ACIQ-27Z-HH-M4C |  | 12.25 | 21 | 10 | Yes | Both | 4 | 700 | 900 | 150 | 350 | 2025-01-01
216032372 | ACIQ | ACIQ-48Z-HH-M6C |  | 11.85 | 21.7 | 11 | Yes | Both | 4 | 700 | 900 | 150 | 350 | 2025-01-01
216032375 | ACIQ | ACIQ-55Z-HH-M6C |  | 11.85 | 21.1 | 10.6 | Yes | Both | 4 | 700 | 900 | 150 | 350 | 2025-01-01
216032384 | ACIQ | ES-36Z-M5C |  | 11.85 | 22 | 9.35 | Yes | Both | 3 | 600 | 800 | 150 | 350 | 2025-01-01
216032381 | ACIQ | ES-27Z-M4C |  | 12.5 | 23 | 9.25 | Yes | Both | 3 | 600 | 800 | 150 | 350 | 2025-01-01
216032378 | ACIQ | ES-18Z-M3C |  | 13 | 22.55 | 9.9 | Yes | Both | 3 | 600 | 800 | 150 | 350 | 2025-01-01
216032390 | ACIQ | ES-55Z-M6C |  | 10 | 20 | 9.35 | No | N/A | 3 | 600 | 800 | 150 | 350 | 2025-01-01
216032387 | ACIQ | ES-48Z-M6C |  | 12.25 | 22.2 | 10.45 | Yes | Both | 4 | 700 | 900 | 150 | 350 | 2025-01-01
207825578 | ACIQ | ACIQ-18Z-HH-M2B |  | 12.25 | 20.5 | 9.55 | Yes | Both | 3 | 600 | 800 | 150 | 350 | 2025-01-01
207825581 | ACIQ | ACIQ-27Z-HH-M3B |  | 12.1 | 21.5 | 10.05 | Yes | Both | 4 | 700 | 900 | 150 | 350 | 2025-01-01
207825587 | ACIQ | ACIQ-48Z-HH-M5B |  | 11.7 | 21.35 | 9.4 | Yes | Both | 3 | 600 | 800 | 150 | 350 | 2025-01-01
208674923 | ACIQ | SC-27Z-HH-M3 |  | 10.5 | 18 | 8.6 | No | N/A | 2 | 500 | 700 | 100 | 300 | 2025-01-01
207825584 | ACIQ | ACIQ-36Z-HH-M4B |  | 12.65 | 20.6 | 10.15 | Yes | Both | 4 | 700 | 900 | 150 | 350 | 2025-01-01
216980870 | ACIQ | ACIQ-24ZS-HP230C | ACIQ-24WS-HP230C | 13 | 23.5 | 10 | Yes | Both | 4 | 700 | 900 | 150 | 350 | 2025-01-01
208650735 | ACIQ | SC-09ZPL-HP230 | SC-09WPL-HP230 | 16.6 | 27 | 11 | No | N/A | 4 | 700 | 900 | 150 | 350 | 2025-01-01
208650736 | ACIQ | SC-12ZPL-HP230 | SC-12WPL-HP230 | 14 | 24 | 8.5 | No | N/A | 2 | 500 | 700 | 100 | 300 | 2025-01-01
208650737 | ACIQ | SC-18ZPL-HP230 | SC-18WPL-HP230 | 13.5 | 22 | 10 | No | N/A | 4 | 700 | 900 | 150 | 350 | 2025-01-01
208650738 | ACIQ | SC-24ZPL-HP230 | SC-24WPL-HP230 | 13 | 21.5 | 9.5 | No | N/A | 3 | 600 | 800 | 150 | 350 | 2025-01-01
208650739 | ACIQ | SC-12ZGLD-HP230 | SC-12WGLD-HP230 | 12.5 | 24 | 9 | No | N/A | 3 | 600 | 800 | 150 | 350 | 2025-01-01
208650740 | ACIQ | SC-24ZGLD-HP230 | SC-24WGLD-HP230 | 13.1 | 24.5 | 9.5 | No | N/A | 3 | 600 | 800 | 150 | 350 | 2025-01-01
208650741 | ACIQ | SC-09ZGLD-HP230 | SC-09WGLD-HP230 | 14.7 | 25.5 | 10.2 | No | N/A | 4 | 700 | 900 | 150 | 350 | 2025-01-01
208650742 | ACIQ | SC-36ZPL-HP230 | SC-36WPL-HP230 | 10.25 | 18 | 8.5 | No | N/A | 2 | 500 | 700 | 100 | 300 | 2025-01-01
208650743 | ACIQ | SC-18ZGLD-HP230 | SC-18WGLD-HP230 | 12.5 | 20 | 8.5 | No | N/A | 2 | 500 | 700 | 100 | 300 | 2025-01-01
208287562 | ACiQ | UB1MSHQCO09 | UB1MSHQCW09 | 12.8 | 18.5 | 9 | Yes | Both | 3 | 600 | 800 | 150 | 350 | 2025-01-01
208287565 | ACiQ | UB1MSHQCO12 | UB1MSHQCW12 | 12.5 | 21.7 | 9.5 | Yes | No | 3 | 600 | 800 | 150 | 350 | 2025-01-01
208287567 | ACiQ | UB1MSHQCO18 | UB1MSHQCW18 | 13 | 22.5 | 8.6 | Yes | Both | 2 | 500 | 700 | 100 | 300 | 2025-01-01
208287568 | ACiQ | UB1MSHQCO24 | UB1MSHQCW24 | 12.2 | 20.5 | 8.6 | Yes | Both | 2 | 500 | 700 | 100 | 300 | 2025-01-01
207825526 | ACIQ | ACIQ-09Z-HP115B | ACIQ-09W-HP115B | 12.5 | 21.5 | 9 | Yes | No | 3 | 600 | 800 | 150 | 350 | 2025-01-01
207825527 | ACIQ | ACIQ-12Z-HP230B | ACIQ-12W-HP230B | 10.8 | 21.4 | 9.1 | No | N/A | 3 | 600 | 800 | 150 | 350 | 2025-01-01
207825528 | ACIQ | ACIQ-18Z-HP230B | ACIQ-18W-HP230B | 10.5 | 19 | 8.7 | No | N/A | 2 | 500 | 700 | 100 | 300 | 2025-01-01
207825529 | ACIQ | ACIQ-24Z-HP230B | ACIQ-24W-HP230B | 9 | 18 | 8.6 | No | N/A | 2 | 500 | 700 | 100 | 300 | 2025-01-01
207825530 | ACIQ | ACIQ-36Z-HP230B | ACIQ-36W-HP230B | 8.5 | 17.5 | 8.7 | No | N/A | 2 | 500 | 700 | 100 | 300 | 2025-01-01
207825531 | ACIQ | ACIQ-09ZPL-HP230B | ACIQ-09W-HH-MB | 16.2 | 28.1 | 11.5 | Yes | Both | 4 | 700 | 900 | 150 | 350 | 2025-01-01
207825532 | ACIQ | ACIQ-12ZPL-HP230B | ACIQ-12W-HH-MB | 14 | 25.5 | 10.4 | Yes | Both | 4 | 700 | 900 | 150 | 350 | 2025-01-01
207825533 | ACIQ | ACIQ-18ZPL-HP230B | ACIQ-18W-HH-MB | 12.5 | 21.5 | 11.3 | Yes | Both | 4 | 700 | 900 | 150 | 350 | 2025-01-01
207825534 | ACIQ | ACIQ-24ZPL-HP230B | ACIQ-24W-HH-MB | 13 | 21.5 | 11.4 | Yes | Both | 4 | 700 | 900 | 150 | 350 | 2025-01-01
207825535 | ACIQ | ACIQ-09ZPL-HP230B | ACIQ-09CC-HH-MB | 13 | 20.5 | 10.3 | Yes | Both | 4 | 700 | 900 | 150 | 350 | 2025-01-01
207825536 | ACIQ | ACIQ-12ZPL-HP230B | ACIQ-12CC-HH-MB | 12.7 | 22.3 | 10.2 | Yes | Both | 4 | 700 | 900 | 150 | 350 | 2025-01-01
207825537 | ACIQ | ACIQ-18ZPL-HP230B | ACIQ-18CC-HH-MB | 12.5 | 20 | 9.5 | Yes | Both | 3 | 600 | 800 | 150 | 350 | 2025-01-01
207825538 | ACIQ | ACIQ-09ZPL-HP230B | ACIQ-09CD-HH-MB | 13.2 | 20.2 | 12 | Yes | Both | 4 | 700 | 900 | 150 | 350 | 2025-01-01
207825539 | ACIQ | ACIQ-12ZPL-HP230B | ACIQ-12CD-HH-MB | 11.7 | 19.5 | 10 | Yes | Both | 4 | 700 | 900 | 150 | 350 | 2025-01-01
207825540 | ACIQ | ACIQ-18ZPL-HP230B | ACIQ-18CD-HH-MB | 11.7 | 18 | 9.5 | Yes | Both | 3 | 600 | 800 | 150 | 350 | 2025-01-01
207825541 | ACIQ | ACIQ-24ZPL-HP230B | ACIQ-24CD-HH-MB | 12 | 19.2 | 10.5 | Yes | Both | 4 | 700 | 900 | 150 | 350 | 2025-01-01
207825542 | ACIQ | ACIQ-12ZPL-HP230B | ACIQ-12FM-HH-MB | 13 | 23.6 | 10 | Yes | Both | 4 | 700 | 900 | 150 | 350 | 2025-01-01
207825543 | ACIQ | ACIQ-18ZPL-HP230B | ACIQ-18FM-HH-MB | 12.5 | 20.5 | 9.8 | Yes | Both | 3 | 600 | 800 | 150 | 350 | 2025-01-01
207825544 | ACIQ | ACIQ-24ZPL-HP230B | ACIQ-24FM-HH-MB | 11.7 | 20.5 | 11 | Yes | Both | 4 | 700 | 900 | 150 | 350 | 2025-01-01
207252591 | ACIQ | ACIQ-18Z-EZ230 | ACIQ-18W-EZ230 | 12.5 | 19.8 | 9.6 | Yes | No | 3 | 600 | 800 | 150 | 350 | 2025-01-01
207252592 | ACIQ | ACIQ-24Z-EZ230 | ACIQ-24W-EZ230 | 12.5 | 20 | 9.3 | Yes | No | 3 | 600 | 800 | 150 | 350 | 2025-01-01
206315631 | ACIQ | ACIQ-09Z-HP115 | ACIQ-09W-HP115 | 11.5 | 18.9 | 8.1 | No | N/A | 1 | 400 | 600 | 100 | 300 | 2025-01-01
206315633 | ACIQ | ACIQ-18Z-HP230 | ACIQ-18W-HP230 | 11 | 18.7 | 8.1 | No | N/A | 1 | 400 | 600 | 100 | 300 | 2025-01-01
215289230 | ACiQ | ACIQ-K09Z-HP115 | ACIQ-K09W-HP115 | 10 | 19 | 8.5 | No | N/A | 2 | 500 | 700 | 100 | 300 | 2025-01-01
215289231 | ACiQ | ACIQ-K12Z-HP115 | ACIQ-K12W-HP115 | 10 | 19 | 8.5 | No | N/A | 2 | 500 | 700 | 100 | 300 | 2025-01-01
215289232 | ACiQ | ACIQ-K12Z-HP230 | ACIQ-K12W-HP230 | 10 | 19 | 8.5 | No | N/A | 2 | 500 | 700 | 100 | 300 | 2025-01-01
215289233 | ACiQ | ACIQ-K18Z-HP230 | ACIQ-K18W-HP230 | 9.4 | 19 | 8.5 | No | N/A | 2 | 500 | 700 | 100 | 300 | 2025-01-01
215289234 | ACiQ | ACIQ-K24Z-HP230 | ACIQ-K24W-HP230 | 10 | 19 | 8.5 | No | N/A | 2 | 500 | 700 | 100 | 300 | 2025-01-01
215289235 | ACiQ | ACIQ-K36Z-HP230 | ACIQ-K36W-HP230 | 9 | 19 | 8.5 | No | N/A | 2 | 500 | 700 | 100 | 300 | 2025-01-01
216980865 | ACIQ | ACIQ-09ZS-HP115C | ACIQ-09WS-HP115C | 15 | 24.5 | 10.7 | Yes | Both | 4 | 700 | 900 | 150 | 350 | 2025-01-01
216980866 | ACIQ | ACIQ-12ZS-HP115C | ACIQ-12WS-HP115C | 12.5 | 23.2 | 10.4 | Yes | No | 4 | 700 | 900 | 150 | 350 | 2025-01-01
216980867 | ACIQ | ACIQ-09ZS-HP230C | ACIQ-09WS-HP230C | 14.7 | 24.6 | 13 | Yes | Both | 4 | 700 | 900 | 150 | 350 | 2025-01-01
216980868 | ACIQ | ACIQ-12ZS-HP230C | ACIQ-12WS-HP230C | 12.2 | 23.1 | 11.5 | Yes | Both | 4 | 700 | 900 | 150 | 350 | 2025-01-01
216980869 | ACIQ | ACIQ-18ZS-HP230C | ACIQ-18WS-HP230C | 13.5 | 24 | 11.1 | Yes | Both | 4 | 700 | 900 | 150 | 350 | 2025-01-01
216032325 | ACIQ | ACIQ-09Z-HP115C | ACIQ-09W-HP115C | 12.5 | 21.5 | 9 | Yes | No | 3 | 600 | 800 | 150 | 350 | 2025-01-01
216032326 | ACIQ | ACIQ-12Z-HP115C | ACIQ-12W-HP115C | 10.1 | 21.2 | 8.7 | No | N/A | 2 | 500 | 700 | 100 | 300 | 2025-01-01
216032327 | ACIQ | ACIQ-09Z-HP230C | ACIQ-09W-HP230C | 12.6 | 21.2 | 9.1 | Yes | Both | 3 | 600 | 800 | 150 | 350 | 2025-01-01
216032328 | ACIQ | ACIQ-12Z-HP230C | ACIQ-12W-HP230C | 10.8 | 21.3 | 9.1 | No | N/A | 3 | 600 | 800 | 150 | 350 | 2025-01-01
216032329 | ACIQ | ACIQ-18Z-HP230C | ACIQ-18W-HP230C | 10.8 | 19.2 | 9.6 | No | N/A | 3 | 600 | 800 | 150 | 350 | 2025-01-01
216032330 | ACIQ | ACIQ-24Z-HP230C | ACIQ-24W-HP230C | 10 | 18.7 | 9.3 | Yes | Yes | 3 | 600 | 800 | 150 | 350 | 2025-01-01
216032331 | ACIQ | ACIQ-30Z-HP230C | ACIQ-30W-HP230C | 11 | 20 | 9.2 | No | N/A | 3 | 600 | 800 | 150 | 350 | 2025-01-01
216032332 | ACIQ | ACIQ-36Z-HP230C | ACIQ-36W-HP230C | 9 | 18 | 8.5 | No | N/A | 2 | 500 | 700 | 100 | 300 | 2025-01-01
216032333 | ACIQ | ACIQ-06ZPL-HP230C | ACIQ-06W-HH-MD | 18 | 25.5 | 14.8 | Yes | Both | 4 | 700 | 900 | 150 | 350 | 2025-01-01
216032334 | ACIQ | ACIQ-09ZPL-HP230C | ACIQ-09W-HH-MD | 15.4 | 27.4 | 12.5 | Yes | Both | 4 | 700 | 900 | 150 | 350 | 2025-01-01
216032335 | ACIQ | ACIQ-12ZPL-HP230C | ACIQ-12W-HH-MD | 13.4 | 25.4 | 10.5 | Yes | Both | 4 | 700 | 900 | 150 | 350 | 2025-01-01
216032336 | ACIQ | ACIQ-18ZPL-HP230C | ACIQ-18W-HH-MD | 12.5 | 21.4 | 11 | Yes | Both | 4 | 700 | 900 | 150 | 350 | 2025-01-01
216032337 | ACIQ | ACIQ-24ZPL-HP230C | ACIQ-24W-HH-MD | 13 | 21 | 13.5 | Yes | Both | 4 | 700 | 900 | 150 | 350 | 2025-01-01
216032338 | ACIQ | ACIQ-09ZPL-HP230C | ACIQ-09CC-HH-MC | 14 | 22.6 | 12.1 | Yes | Both | 4 | 700 | 900 | 150 | 350 | 2025-01-01
216032339 | ACIQ | ACIQ-12ZPL-HP230C | ACIQ-12CC-HH-MC | 12.5 | 22.2 | 11.6 | Yes | Both | 4 | 700 | 900 | 150 | 350 | 2025-01-01
216032340 | ACIQ | ACIQ-18ZPL-HP230C | ACIQ-18CC-HH-MC | 12.5 | 20 | 12.3 | Yes | Both | 4 | 700 | 900 | 150 | 350 | 2025-01-01
216032341 | ACIQ | ACIQ-24ZPL-HP230C | ACIQ-24CC-HH-MC | 12 | 20.7 | 11.6 | Yes | Both | 4 | 700 | 900 | 150 | 350 | 2025-01-01
216032342 | ACIQ | ACIQ-36ZPL-HP230C | ACIQ-36CC-HH-MC | 12 | 21.2 | 10.6 | Yes | Both | 4 | 700 | 900 | 150 | 350 | 2025-01-01
216032343 | ACIQ | ACIQ-48ZPL-HP230C | ACIQ-48CC-HH-MC | 10.4 | 16.7 | 10.8 | Yes | Yes | 4 | 700 | 900 | 150 | 350 | 2025-01-01
216032344 | ACIQ | ACIQ-09ZPL-HP230C | ACIQ-09CD-HH-MC | 14 | 20.5 | 13.8 | Yes | Both | 4 | 700 | 900 | 150 | 350 | 2025-01-01
216032345 | ACIQ | ACIQ-12ZPL-HP230C | ACIQ-12CD-HH-MC | 12 | 20 | 10.6 | Yes | Both | 4 | 700 | 900 | 150 | 350 | 2025-01-01
216032346 | ACIQ | ACIQ-18ZPL-HP230C | ACIQ-18CD-HH-MC | 12 | 18.4 | 11.1 | Yes | Both | 4 | 700 | 900 | 150 | 350 | 2025-01-01
216032347 | ACIQ | ACIQ-24ZPL-HP230C | ACIQ-24CD-HH-MC | 12 | 19 | 11.7 | Yes | Both | 4 | 700 | 900 | 150 | 350 | 2025-01-01
216032348 | ACIQ | ACIQ-36ZPL-HP230C | ACIQ-36CD-HH-MC | 12 | 17.7 | 11.1 | Yes | Both | 4 | 700 | 900 | 150 | 350 | 2025-01-01
216032349 | ACIQ | ACIQ-48ZPL-HP230C | ACIQ-48CD-HH-MC | 10.4 | 16.7 | 10.8 | Yes | Yes | 4 | 700 | 900 | 150 | 350 | 2025-01-01
216032350 | ACIQ | ACIQ-60ZPL-HP230C | ACIQ-60CD-HH-MC | 10.2 | 15.8 | 10.4 | Yes | Yes | 2 | 500 | 700 | 100 | 300 | 2025-01-01
216032351 | ACIQ | ACIQ-09ZPL-HP230C | ACIQ-09FM-HH-MD | 15.1 | 27.2 | 10.9 | Yes | Both | 4 | 700 | 900 | 150 | 350 | 2025-01-01
216032352 | ACIQ | ACIQ-12ZPL-HP230C | ACIQ-12FM-HH-MD | 12.5 | 25 | 10.5 | Yes | Both | 4 | 700 | 900 | 150 | 350 | 2025-01-01
216032353 | ACIQ | ACIQ-18ZPL-HP230C | ACIQ-18FM-HH-MD | 12.5 | 20.4 | 10.3 | Yes | Both | 4 | 700 | 900 | 150 | 350 | 2025-01-01
216032354 | ACIQ | ACIQ-24ZPL-HP230C | ACIQ-24FM-HH-MD | 12 | 20.4 | 12.1 | Yes | Both | 4 | 700 | 900 | 150 | 350 | 2025-01-01
216032355 | ACIQ | ACIQ-36ZPL-HP230C | ACIQ-36FM-HH-MD | 12 | 20 | 10.8 | Yes | Both | 4 | 700 | 900 | 150 | 350 | 2025-01-01
216032356 | ACIQ | ACIQ-48ZPL-HP230C | ACIQ-48FM-HH-MD | 9.4 | 18.5 | 10.1 | Yes | Yes | 4 | 700 | 900 | 150 | 350 | 2025-01-01
216032357 | ACIQ | ACIQ-60ZPL-HP230C | ACIQ-60FM-HH-MD | 9 | 18 | 10.7 | Yes | Yes | 4 | 700 | 900 | 150 | 350 | 2025-01-01
216032358 | ACIQ | ACIQ-06ZPL-HP230C | SCC-0609-HH-MB | 15 | 22 | 12 | Yes | Both | 4 | 700 | 900 | 150 | 350 | 2025-01-01
216032359 | ACIQ | ACIQ-09ZPL-HP230C | SCC-0609-HH-MB | 14.6 | 24 | 12.1 | Yes | Both | 4 | 700 | 900 | 150 | 350 | 2025-01-01
216032360 | ACIQ | ACIQ-18ZPL-HP230C | SCC-1218-HH-MB | 12.5 | 20.6 | 12.2 | Yes | Both | 4 | 700 | 900 | 150 | 350 | 2025-01-01
214837138 | ACIQ | ACIQ-12Z-HP115B | ACIQ-12W-HP115B | 10.3 | 20.8 | 8.7 | No | N/A | 2 | 500 | 700 | 100 | 300 | 2025-01-01
211580575 | ACIQ | SC-30ZPL-HP230 | SC-30WPL-HP230 | 10.6 | 20 | 8.5 | No | N/A | 2 | 500 | 700 | 100 | 300 | 2025-01-01
211580579 | ACIQ | SC-30ZGLD-HP230B | SC-30WGLD-HP230B | 11.25 | 20 | 8.5 | No | N/A | 2 | 500 | 700 | 100 | 300 | 2025-01-01
211580583 | ACIQ | SC-36ZGLD-HP230B | SC-36WGLD-HP230B | 10.5 | 20 | 8.5 | No | N/A | 2 | 500 | 700 | 100 | 300 | 2025-01-01
210857313 | ACIQ | ACIQ-30Z-HP230B | ACIQ-30W-HP230B | 10.5 | 18.6 | 8.7 | No | N/A | 2 | 500 | 700 | 100 | 300 | 2025-01-01
210857314 | ACIQ | ACIQ-06ZPL-HP230B | ACIQ-06W-HH-MC | 15.8 | 26.5 | 13.6 | Yes | Both | 4 | 700 | 900 | 150 | 350 | 2025-01-01
210857315 | ACIQ | ACIQ-09ZPL-HP230B | ACIQ-09W-HH-MC | 16.2 | 28.1 | 11.5 | Yes | Both | 4 | 700 | 900 | 150 | 350 | 2025-01-01
210857316 | ACIQ | ACIQ-12ZPL-HP230B | ACIQ-12W-HH-MC | 14 | 25.5 | 10.4 | Yes | Both | 4 | 700 | 900 | 150 | 350 | 2025-01-01
210857317 | ACIQ | ACIQ-18ZPL-HP230B | ACIQ-18W-HH-MC | 12.5 | 21.5 | 11.3 | Yes | Both | 4 | 700 | 900 | 150 | 350 | 2025-01-01
210857318 | ACIQ | ACIQ-24ZPL-HP230B | ACIQ-24W-HH-MC | 13 | 21.5 | 11.4 | Yes | Both | 4 | 700 | 900 | 150 | 350 | 2025-01-01
210857319 | ACIQ | ACIQ-36ZPL-HP230B | ACIQ-36CC-HH-MB | 9.5 | 19.4 | 10.5 | Yes | Yes | 4 | 700 | 900 | 150 | 350 | 2025-01-01
210857320 | ACIQ | ACIQ-48ZPL-HP230B | ACIQ-48CC-HH-MB | 8.3 | 16.8 | 10.7 | Yes | Yes | 4 | 700 | 900 | 150 | 350 | 2025-01-01
210857321 | ACIQ | ACIQ-36ZPL-HP230B | ACIQ-36CD-HH-MB | 9 | 16.5 | 11 | Yes | Yes | 4 | 700 | 900 | 150 | 350 | 2025-01-01
210857323 | ACIQ | ACIQ-60ZPL-HP230B | ACIQ-60CD-HH-MB | 9.4 | 15.8 | 9.5 | Yes | Yes | 2 | 500 | 700 | 100 | 300 | 2025-01-01
210857324 | ACIQ | ACIQ-36ZPL-HP230B | ACIQ-36FM-HH-MB | 8.8 | 17.6 | 10 | Yes | Yes | 4 | 700 | 900 | 150 | 350 | 2025-01-01
210857325 | ACIQ | ACIQ-48ZPL-HP230B | ACIQ-48FM-HH-MB | 8.2 | 17 | 9.8 | Yes | Yes | 3 | 600 | 800 | 150 | 350 | 2025-01-01
210857326 | ACIQ | ACIQ-60ZPL-HP230B | ACIQ-60FM-HH-MB | 9 | 17.3 | 10.2 | Yes | Yes | 4 | 700 | 900 | 150 | 350 | 2025-01-01
210857327 | ACIQ | ACIQ-06ZPL-HP230B | SCC-0609-HH-M | 14.5 | 22 | 10.8 | Yes | Both | 4 | 700 | 900 | 150 | 350 | 2025-01-01
210857328 | ACIQ | ACIQ-09ZPL-HP230B | SCC-0609-HH-M | 13 | 24 | 12.4 | Yes | Both | 4 | 700 | 900 | 150 | 350 | 2025-01-01
210857329 | ACIQ | ACIQ-12ZPL-HP230B | SCC-1218-HH-M | 13 | 23 | 10 | Yes | Both | 4 | 700 | 900 | 150 | 350 | 2025-01-01
210857330 | ACIQ | ACIQ-18ZPL-HP230B | SCC-1218-HH-M | 12.5 | 19.8 | 11.2 | Yes | Both | 4 | 700 | 900 | 150 | 350 | 2025-01-01
210857331 | ACIQ | ACIQ-12ZPL-HP230B | ACIQ-12FM-HH-MC | 13.3 | 24.2 | 10.7 | Yes | Both | 4 | 700 | 900 | 150 | 350 | 2025-01-01
210857332 | ACIQ | ACIQ-18ZPL-HP230B | ACIQ-18FM-HH-MC | 11 | 20.2 | 8.9 | Yes | Both | 2 | 500 | 700 | 100 | 300 | 2025-01-01
206349890 | AERIS | MSO-60 | MSI-60 | 9 | 15.4 | 8.4 | No | N/A | 1 | 400 | 600 | 100 | 300 | 2025-01-01
213769953 | AI AIR CONDITIONING | A2MO22-18N1-M1H |  | 12 | 19 | 9.3 | Yes | Both | 3 | 600 | 800 | 150 | 350 | 2025-01-01
213769956 | AI AIR CONDITIONING | A3MO22-27N1-M1H |  | 11.8 | 19 | 10 | Yes | Both | 4 | 700 | 900 | 150 | 350 | 2025-01-01
213769959 | AI AIR CONDITIONING | A4MO22-36N1-M1H |  | 12 | 19.4 | 10 | Yes | Both | 4 | 700 | 900 | 150 | 350 | 2025-01-01
213769962 | AI AIR CONDITIONING | A5MO22-48N1-M1H |  | 11.7 | 20.9 | 9 | Yes | Both | 3 | 600 | 800 | 150 | 350 | 2025-01-01
214311557 | AI AIR CONDITIONING | A5MO21-55N1-M1 |  | 10.5 | 19 | 8.6 | No | N/A | 2 | 500 | 700 | 100 | 300 | 2025-01-01
214311545 | AI AIR CONDITIONING | A2MO21-18N1-M1 |  | 12 | 19 | 9.8 | Yes | Both | 3 | 600 | 800 | 150 | 350 | 2025-01-01
214311548 | AI AIR CONDITIONING | A3MO21-27N1-M1 |  | 11.7 | 21 | 9.2 | Yes | No | 3 | 600 | 800 | 150 | 350 | 2025-01-01
214311551 | AI AIR CONDITIONING | A4MO21-36N1-M1 |  | 11 | 20 | 9.2 | No | N/A | 3 | 600 | 800 | 150 | 350 | 2025-01-01
214311554 | AI AIR CONDITIONING | A5MO21-48N1-M1 |  | 10.8 | 20.5 | 9.7 | No | N/A | 3 | 600 | 800 | 150 | 350 | 2025-01-01
213769965 | AI AIR CONDITIONING | A5MO22-55N1-M1H |  | 10.5 | 18.8 | 9.3 | Yes | Yes | 3 | 600 | 800 | 150 | 350 | 2025-01-01
215866801 | AI AIR CONDITIONING | A3MO21-18N2-M1 |  | 12 | 20 | 10 | Yes | Both | 4 | 700 | 900 | 150 | 350 | 2025-01-01
215866804 | AI AIR CONDITIONING | A4MO21-27N2-M1 |  | 12 | 21 | 9 | Yes | Both | 3 | 600 | 800 | 150 | 350 | 2025-01-01
215866828 | AI AIR CONDITIONING | A6MO23-55N2-M1H |  | 11.7 | 20 | 10.7 | Yes | Both | 4 | 700 | 900 | 150 | 350 | 2025-01-01
215866807 | AI AIR CONDITIONING | A5MO21-36N2-M1 |  | 11.7 | 20 | 9.2 | Yes | Both | 3 | 600 | 800 | 150 | 350 | 2025-01-01
215866810 | AI AIR CONDITIONING | A6MO21-48N2-M1 |  | 12 | 20.4 | 10.6 | Yes | Both | 4 | 700 | 900 | 150 | 350 | 2025-01-01
215866813 | AI AIR CONDITIONING | A6MO21-60N2-M1 |  | 10 | 18 | 9.2 | No | N/A | 3 | 600 | 800 | 150 | 350 | 2025-01-01
215866816 | AI AIR CONDITIONING | A3MO23-18N2-M1H |  | 13 | 20 | 10 | Yes | Both | 4 | 700 | 900 | 150 | 350 | 2025-01-01
215866819 | AI AIR CONDITIONING | A4MO23-27N2-M1H |  | 12 | 19 | 9.5 | Yes | Both | 3 | 600 | 800 | 150 | 350 | 2025-01-01
215866822 | AI AIR CONDITIONING | A5MO23-36N2-M1H |  | 12 | 19.4 | 10.4 | Yes | Both | 4 | 700 | 900 | 150 | 350 | 2025-01-01
215866825 | AI AIR CONDITIONING | A6MO23-48N2-M1H |  | 11.7 | 20.4 | 11 | Yes | Both | 4 | 700 | 900 | 150 | 350 | 2025-01-01
215866827 | AI AIR CONDITIONING | A6MO23-55N2-M1H |  | 12 | 21.4 | 10.6 | Yes | Both | 4 | 700 | 900 | 150 | 350 | 2025-01-01
215866821 | AI AIR CONDITIONING | A5MO23-36N2-M1H |  | 12.2 | 21.5 | 11.3 | Yes | Both | 4 | 700 | 900 | 150 | 350 | 2025-01-01
215866824 | AI AIR CONDITIONING | A6MO23-48N2-M1H |  | 12 | 21.2 | 10.2 | Yes | Both | 4 | 700 | 900 | 150 | 350 | 2025-01-01
215866815 | AI AIR CONDITIONING | A3MO23-18N2-M1H |  | 13 | 21 | 10 | Yes | Both | 4 | 700 | 900 | 150 | 350 | 2025-01-01
215866818 | AI AIR CONDITIONING | A4MO23-27N2-M1H |  | 12 | 21 | 10 | Yes | Both | 4 | 700 | 900 | 150 | 350 | 2025-01-01
215866809 | AI AIR CONDITIONING | A6MO21-48N2-M1 |  | 11.7 | 21.3 | 10 | Yes | Both | 4 | 700 | 900 | 150 | 350 | 2025-01-01
215866812 | AI AIR CONDITIONING | A6MO21-60N2-M1 |  | 10 | 19.2 | 9.6 | No | N/A | 3 | 600 | 800 | 150 | 350 | 2025-01-01
215866803 | AI AIR CONDITIONING | A4MO21-27N2-M1 |  | 12.2 | 23 | 9.5 | Yes | Both | 3 | 600 | 800 | 150 | 350 | 2025-01-01
215866806 | AI AIR CONDITIONING | A5MO21-36N2-M1 |  | 12 | 23.1 | 10 | Yes | Both | 4 | 700 | 900 | 150 | 350 | 2025-01-01
215866800 | AI AIR CONDITIONING | A3MO21-18N2-M1 |  | 12.5 | 23 | 10 | Yes | Both | 4 | 700 | 900 | 150 | 350 | 2025-01-01
214311553 | AI AIR CONDITIONING | A5MO21-48N1-M1 |  | 11 | 21.1 | 9.5 | No | N/A | 3 | 600 | 800 | 150 | 350 | 2025-01-01
214311556 | AI AIR CONDITIONING | A5MO21-55N1-M1 |  | 10.5 | 20.2 | 9.6 | No | N/A | 3 | 600 | 800 | 150 | 350 | 2025-01-01
214311547 | AI AIR CONDITIONING | A3MO21-27N1-M1 |  | 12.2 | 23.5 | 9.2 | Yes | No | 3 | 600 | 800 | 150 | 350 | 2025-01-01
214311550 | AI AIR CONDITIONING | A4MO21-36N1-M1 |  | 10.6 | 23.1 | 9.6 | No | N/A | 3 | 600 | 800 | 150 | 350 | 2025-01-01
214311544 | AI AIR CONDITIONING | A2MO21-18N1-M1 |  | 12.5 | 21 | 10.2 | Yes | No | 4 | 700 | 900 | 150 | 350 | 2025-01-01
213769964 | AI AIR CONDITIONING | A5MO22-55N1-M1H |  | 10.5 | 20 | 9.5 | Yes | Yes | 3 | 600 | 800 | 150 | 350 | 2025-01-01
213769958 | AI AIR CONDITIONING | A4MO22-36N1-M1H |  | 12 | 21 | 10.9 | Yes | Both | 4 | 700 | 900 | 150 | 350 | 2025-01-01
213769961 | AI AIR CONDITIONING | A5MO22-48N1-M1H |  | 11 | 21.2 | 10 | Yes | Both | 4 | 700 | 900 | 150 | 350 | 2025-01-01
213769952 | AI AIR CONDITIONING | A2MO22-18N1-M1H |  | 12.5 | 20.5 | 9 | Yes | Both | 3 | 600 | 800 | 150 | 350 | 2025-01-01
213769955 | AI AIR CONDITIONING | A3MO22-27N1-M1H |  | 11.8 | 20.5 | 9.6 | Yes | Both | 3 | 600 | 800 | 150 | 350 | 2025-01-01
213769954 | AI AIR CONDITIONING | A2MO22-18N1-M1H |  | 12.25 | 19.75 | 9.15 | Yes | Both | 3 | 600 | 800 | 150 | 350 | 2025-01-01
213769957 | AI AIR CONDITIONING | A3MO22-27N1-M1H |  | 11.8 | 19.75 | 9.8 | Yes | Both | 3 | 600 | 800 | 150 | 350 | 2025-01-01
213769960 | AI AIR CONDITIONING | A4MO22-36N1-M1H |  | 12 | 20.2 | 10.45 | Yes | Both | 4 | 700 | 900 | 150 | 350 | 2025-01-01
213769963 | AI AIR CONDITIONING | A5MO22-48N1-M1H |  | 11.35 | 21.05 | 9.4 | Yes | Both | 3 | 600 | 800 | 150 | 350 | 2025-01-01
214311558 | AI AIR CONDITIONING | A5MO21-55N1-M1 |  | 10.5 | 19.6 | 9.1 | No | N/A | 3 | 600 | 800 | 150 | 350 | 2025-01-01
214311546 | AI AIR CONDITIONING | A2MO21-18N1-M1 |  | 12.25 | 20 | 10 | Yes | No | 4 | 700 | 900 | 150 | 350 | 2025-01-01
214311549 | AI AIR CONDITIONING | A3MO21-27N1-M1 |  | 11.95 | 22.25 | 9.2 | Yes | No | 3 | 600 | 800 | 150 | 350 | 2025-01-01
214311555 | AI AIR CONDITIONING | A5MO21-48N1-M1 |  | 10.9 | 20.8 | 9.6 | No | N/A | 3 | 600 | 800 | 150 | 350 | 2025-01-01
214311552 | AI AIR CONDITIONING | A4MO21-36N1-M1 |  | 10.8 | 21.55 | 9.4 | No | N/A | 3 | 600 | 800 | 150 | 350 | 2025-01-01
213769966 | AI AIR CONDITIONING | A5MO22-55N1-M1H |  | 10.5 | 19.4 | 9.4 | Yes | Yes | 3 | 600 | 800 | 150 | 350 | 2025-01-01
215866802 | AI AIR CONDITIONING | A3MO21-18N2-M1 |  | 12.25 | 21.5 | 10 | Yes | Both | 4 | 700 | 900 | 150 | 350 | 2025-01-01
215866805 | AI AIR CONDITIONING | A4MO21-27N2-M1 |  | 12.1 | 22 | 9.25 | Yes | Both | 3 | 600 | 800 | 150 | 350 | 2025-01-01
215866814 | AI AIR CONDITIONING | A6MO21-60N2-M1 |  | 10 | 18.6 | 9.4 | No | N/A | 3 | 600 | 800 | 150 | 350 | 2025-01-01
215866811 | AI AIR CONDITIONING | A6MO21-48N2-M1 |  | 11.85 | 20.85 | 10.3 | Yes | Both | 4 | 700 | 900 | 150 | 350 | 2025-01-01
215866808 | AI AIR CONDITIONING | A5MO21-36N2-M1 |  | 11.85 | 21.55 | 9.6 | Yes | Both | 3 | 600 | 800 | 150 | 350 | 2025-01-01
215866817 | AI AIR CONDITIONING | A3MO23-18N2-M1H |  | 13 | 20.5 | 10 | Yes | Both | 4 | 700 | 900 | 150 | 350 | 2025-01-01
215866823 | AI AIR CONDITIONING | A5MO23-36N2-M1H |  | 12.1 | 20.45 | 10.85 | Yes | Both | 4 | 700 | 900 | 150 | 350 | 2025-01-01
215866820 | AI AIR CONDITIONING | A4MO23-27N2-M1H |  | 12 | 20 | 9.75 | Yes | Both | 3 | 600 | 800 | 150 | 350 | 2025-01-01
215866826 | AI AIR CONDITIONING | A6MO23-48N2-M1H |  | 11.85 | 20.8 | 10.6 | Yes | Both | 4 | 700 | 900 | 150 | 350 | 2025-01-01
215866829 | AI AIR CONDITIONING | A6MO23-55N2-M1H |  | 11.85 | 20.7 | 10.65 | Yes | Both | 4 | 700 | 900 | 150 | 350 | 2025-01-01
215866720 | AI AIR CONDITIONING | AO21-09N2-B1 | AW21-09N2-B1 | 12.5 | 21.5 | 9 | Yes | Both | 3 | 600 | 800 | 150 | 350 | 2025-01-01
215866721 | AI AIR CONDITIONING | AO21-12N2-B1 | AW21-12N2-B1 | 10 | 21.3 | 8.7 | No | N/A | 2 | 500 | 700 | 100 | 300 | 2025-01-01
215866722 | AI AIR CONDITIONING | AO21-09N2-M1 | AW21-09N2-M1 | 12.6 | 21.6 | 9.4 | Yes | Both | 3 | 600 | 800 | 150 | 350 | 2025-01-01
213927637 | AI AIR CONDITIONING | AO25-09N1-B1H | AW25-09N1-B1 | 13.8 | 23 | 9.8 | Yes | No | 3 | 600 | 800 | 150 | 350 | 2025-01-01
213927638 | AI AIR CONDITIONING | AO25-12N1-B1H | AW25-12N1-B1 | 12.5 | 22.7 | 10.4 | Yes | No | 4 | 700 | 900 | 150 | 350 | 2025-01-01
215866723 | AI AIR CONDITIONING | AO21-12N2-M1 | AW21-12N2-M1 | 10.8 | 21.3 | 9.2 | No | N/A | 3 | 600 | 800 | 150 | 350 | 2025-01-01
215866724 | AI AIR CONDITIONING | AO21-18N2-M1 | AW21-18N2-M1 | 11.5 | 20.2 | 9.1 | No | N/A | 3 | 600 | 800 | 150 | 350 | 2025-01-01
215866725 | AI AIR CONDITIONING | AO21-24N2-M1 | AW21-24N2-M1 | 9.6 | 18.5 | 9 | Yes | Yes | 3 | 600 | 800 | 150 | 350 | 2025-01-01
215866726 | AI AIR CONDITIONING | AO21-30N2-M1 | AW21-30N2-M1 | 12 | 22.3 | 9 | Yes | No | 3 | 600 | 800 | 150 | 350 | 2025-01-01
215866727 | AI AIR CONDITIONING | AO21-36N2-M1 | AW21-36N2-M1 | 9.3 | 19.5 | 9.1 | No | N/A | 3 | 600 | 800 | 150 | 350 | 2025-01-01
215866728 | AI AIR CONDITIONING | AO24-09N2-B1H | AW24-09N2-B1 | 15 | 24.5 | 10.7 | Yes | Both | 4 | 700 | 900 | 150 | 350 | 2025-01-01
215866729 | AI AIR CONDITIONING | AO24-12N2-B1H | AW24-12N2-B1 | 12.5 | 23.2 | 10.4 | Yes | No | 4 | 700 | 900 | 150 | 350 | 2025-01-01
215866730 | AI AIR CONDITIONING | AO24-09N2-M1 | AW25-09N2-M1 | 14.7 | 24.6 | 13 | Yes | Both | 4 | 700 | 900 | 150 | 350 | 2025-01-01
215866731 | AI AIR CONDITIONING | AO24-12N2-M1 | AW25-12N2-M1 | 12.2 | 23.1 | 11.5 | Yes | Both | 4 | 700 | 900 | 150 | 350 | 2025-01-01
215866732 | AI AIR CONDITIONING | AO24-18N2-M1 | AW25-18N2-M1 | 13.5 | 24 | 11.1 | Yes | Both | 4 | 700 | 900 | 150 | 350 | 2025-01-01
215866733 | AI AIR CONDITIONING | AO24-24N2-M1 | AW25-24N2-M1 | 13 | 23.5 | 10 | Yes | Both | 4 | 700 | 900 | 150 | 350 | 2025-01-01
215866734 | AI AIR CONDITIONING | AO25-06N2-M1H | AW25-06N2-M1 | 16 | 25.3 | 14.6 | Yes | Both | 4 | 700 | 900 | 150 | 350 | 2025-01-01
215866735 | AI AIR CONDITIONING | AO25-09N2-M1H | AW25-09N2-M1 | 15 | 26 | 12.5 | Yes | Both | 4 | 700 | 900 | 150 | 350 | 2025-01-01
215866736 | AI AIR CONDITIONING | AO25-12N2-M1H | AW25-12N2-M1 | 13.2 | 24 | 10.5 | Yes | Both | 4 | 700 | 900 | 150 | 350 | 2025-01-01
215866737 | AI AIR CONDITIONING | AO25-18N2-M1H | AW25-18N2-M1 | 13 | 21.7 | 10.8 | Yes | Both | 4 | 700 | 900 | 150 | 350 | 2025-01-01
215866738 | AI AIR CONDITIONING | AO25-24N2-M1H | AW25-24N2-M1 | 12.5 | 22.3 | 13.3 | Yes | Both | 4 | 700 | 900 | 150 | 350 | 2025-01-01
215866739 | AI AIR CONDITIONING | AO25-33N2-M1H | AW25-33N2-M1 | 11.7 | 20 | 10.5 | Yes | Both | 4 | 700 | 900 | 150 | 350 | 2025-01-01
215866740 | AI AIR CONDITIONING | AO35-06N2-M1H | AW35-06N2-M1 | 17.4 | 35 | 30 | Yes | Both | 4 | 700 | 900 | 150 | 350 | 2025-01-01
215866741 | AI AIR CONDITIONING | AO35-09N2-M1H | AW35-09N2-M1 | 17 | 33.3 | 22 | Yes | Both | 4 | 700 | 900 | 150 | 350 | 2025-01-01
215866742 | AI AIR CONDITIONING | AO35-12N2-M1H | AW35-12N2-M1 | 14.2 | 29.4 | 14.5 | Yes | Both | 4 | 700 | 900 | 150 | 350 | 2025-01-01
215866743 | AI AIR CONDITIONING | AO35-18N2-M1H | AW35-18N2-M1 | 15 | 25.6 | 16.2 | Yes | Both | 4 | 700 | 900 | 150 | 350 | 2025-01-01
215866744 | AI AIR CONDITIONING | AO24-09N2-M1 | AC-09N2-M1 | 14.3 | 21.6 | 11.3 | Yes | Both | 4 | 700 | 900 | 150 | 350 | 2025-01-01
215866745 | AI AIR CONDITIONING | AO24-12N2-M1 | AC-12N2-M1 | 12.5 | 21.1 | 10.4 | Yes | Both | 4 | 700 | 900 | 150 | 350 | 2025-01-01
215866746 | AI AIR CONDITIONING | AO24-18N2-M1 | AC-18N2-M1 | 12.5 | 20.7 | 11.4 | Yes | Both | 4 | 700 | 900 | 150 | 350 | 2025-01-01
215866747 | AI AIR CONDITIONING | AO24-24N2-M1 | AC-24N2-M1 | 12 | 22 | 10.5 | Yes | Both | 4 | 700 | 900 | 150 | 350 | 2025-01-01
215866748 | AI AIR CONDITIONING | ASO24-36N2-M2 | AC-36N2-M1 | 9.6 | 20 | 10.3 | Yes | Yes | 4 | 700 | 900 | 150 | 350 | 2025-01-01
215866749 | AI AIR CONDITIONING | ASO24-48N2-M2 | AC-48N2-M1 | 9.5 | 19 | 9.9 | Yes | Yes | 3 | 600 | 800 | 150 | 350 | 2025-01-01
215866750 | AI AIR CONDITIONING | AO24-09N2-M1 | A1C-09N2-M1 | 14.4 | 22.1 | 11.8 | Yes | Both | 4 | 700 | 900 | 150 | 350 | 2025-01-01
215866751 | AI AIR CONDITIONING | AO24-12N2-M1 | A1C-12N2-M1 | 12.3 | 22.1 | 10 | Yes | Both | 4 | 700 | 900 | 150 | 350 | 2025-01-01
215866752 | AI AIR CONDITIONING | AO24-18N2-M1 | A1C-18N2-M1 | 12.5 | 22.2 | 12.2 | Yes | Both | 4 | 700 | 900 | 150 | 350 | 2025-01-01
215866753 | AI AIR CONDITIONING | AO24-09N2-M1 | AL-09N2-M1 | 12.8 | 19.5 | 11 | Yes | Both | 4 | 700 | 900 | 150 | 350 | 2025-01-01
215866754 | AI AIR CONDITIONING | AO24-12N2-M1 | AL-12N2-M1 | 11.7 | 19 | 10.2 | Yes | Both | 4 | 700 | 900 | 150 | 350 | 2025-01-01
215866755 | AI AIR CONDITIONING | AO24-18N2-M1 | AL-18N2-M1 | 12.5 | 20 | 10.5 | Yes | Both | 4 | 700 | 900 | 150 | 350 | 2025-01-01
215866756 | AI AIR CONDITIONING | AO24-09N2-M1 | AH-09N2-M1 | 13 | 19.7 | 11.5 | Yes | Both | 4 | 700 | 900 | 150 | 350 | 2025-01-01
215866757 | AI AIR CONDITIONING | AO24-12N2-M1 | AH-12N2-M1 | 12 | 19.5 | 10.5 | Yes | Both | 4 | 700 | 900 | 150 | 350 | 2025-01-01
215866758 | AI AIR CONDITIONING | AO24-18N2-M1 | AH-18N2-M1 | 13.3 | 20 | 11.3 | Yes | Both | 4 | 700 | 900 | 150 | 350 | 2025-01-01
215866759 | AI AIR CONDITIONING | AO24-24N2-M1 | AH-24N2-M1 | 12.5 | 19 | 11 | Yes | Both | 4 | 700 | 900 | 150 | 350 | 2025-01-01
215866760 | AI AIR CONDITIONING | ASO24-36N2-M2 | AH-36N2-M1 | 10.1 | 18.7 | 10.2 | No | N/A | 4 | 700 | 900 | 150 | 350 | 2025-01-01
215866761 | AI AIR CONDITIONING | ASO24-48N2-M2 | AH-48N2-M1 | 10 | 17.1 | 9.8 | Yes | Yes | 3 | 600 | 800 | 150 | 350 | 2025-01-01
215866762 | AI AIR CONDITIONING | ASO24-60N2-M2 | AH-60N2-M1 | 10 | 17 | 9.7 | No | N/A | 3 | 600 | 800 | 150 | 350 | 2025-01-01
215866763 | AI AIR CONDITIONING | AO24-09N2-M1 | AS-09N2-M1 | 16.2 | 26 | 13.9 | Yes | Both | 4 | 700 | 900 | 150 | 350 | 2025-01-01
215866764 | AI AIR CONDITIONING | AO24-12N2-M1 | AS-12N2-M1 | 12.7 | 24.6 | 11 | Yes | Both | 4 | 700 | 900 | 150 | 350 | 2025-01-01
215866765 | AI AIR CONDITIONING | AO24-18N2-M1 | AS-16N2-M1 | 12.5 | 23.8 | 13.5 | Yes | Both | 4 | 700 | 900 | 150 | 350 | 2025-01-01
215866766 | AI AIR CONDITIONING | AO24-18N2-M1 | AF-18N2-M1 | 12.5 | 22.3 | 10.4 | Yes | Both | 4 | 700 | 900 | 150 | 350 | 2025-01-01
215866767 | AI AIR CONDITIONING | AO24-24N2-M1 | AF-24N2-M1 | 12.2 | 21.1 | 11.1 | Yes | Both | 4 | 700 | 900 | 150 | 350 | 2025-01-01
215866768 | AI AIR CONDITIONING | ASO24-36N2-M2 | AF-36N2-M1 | 10.1 | 20 | 10 | No | N/A | 4 | 700 | 900 | 150 | 350 | 2025-01-01
215866769 | AI AIR CONDITIONING | ASO24-48N2-M2 | AF-48N2-M1 | 9.5 | 19.8 | 10.2 | Yes | Yes | 4 | 700 | 900 | 150 | 350 | 2025-01-01
215866770 | AI AIR CONDITIONING | ASO24-60N2-M2 | AF-60N2-M1 | 9.5 | 19.5 | 9.5 | No | N/A | 3 | 600 | 800 | 150 | 350 | 2025-01-01
215866771 | AI AIR CONDITIONING | AO25-09N2-M1H | AC-09N2-M1 | 14 | 22.6 | 12.1 | Yes | Both | 4 | 700 | 900 | 150 | 350 | 2025-01-01
215866772 | AI AIR CONDITIONING | AO25-12N2-M1H | AC-12N2-M1 | 12.5 | 22.2 | 11.6 | Yes | Both | 4 | 700 | 900 | 150 | 350 | 2025-01-01
215866773 | AI AIR CONDITIONING | AO25-18N2-M1H | AC-18N2-M1 | 12.5 | 20 | 12.3 | Yes | Both | 4 | 700 | 900 | 150 | 350 | 2025-01-01
215866774 | AI AIR CONDITIONING | AO25-24N2-M1H | AC-24N2-M1 | 12 | 20.7 | 11.6 | Yes | Both | 4 | 700 | 900 | 150 | 350 | 2025-01-01
215866775 | AI AIR CONDITIONING | ASO25-36N2-M2H | AC-36N2-M1 | 12 | 21.2 | 10.6 | Yes | Both | 4 | 700 | 900 | 150 | 350 | 2025-01-01
215866776 | AI AIR CONDITIONING | ASO25-48N2-M2H | AC-48N2-M1 | 10 | 18 | 11 | Yes | Yes | 4 | 700 | 900 | 150 | 350 | 2025-01-01
215866777 | AI AIR CONDITIONING | AO25-06N2-M1H | A1C-06N2-M1 | 15 | 22 | 12 | Yes | Both | 4 | 700 | 900 | 150 | 350 | 2025-01-01
215866778 | AI AIR CONDITIONING | AO25-09N2-M1H | A1C-09N2-M1 | 14.6 | 24 | 12.1 | Yes | Both | 4 | 700 | 900 | 150 | 350 | 2025-01-01
215866779 | AI AIR CONDITIONING | AO25-12N2-M1H | A1C-12N2-M1 | 13 | 23 | 10 | Yes | Both | 4 | 700 | 900 | 150 | 350 | 2025-01-01
215866780 | AI AIR CONDITIONING | AO25-18N2-M1H | A1C-18N2-M1 | 12.5 | 20.6 | 12.2 | Yes | Both | 4 | 700 | 900 | 150 | 350 | 2025-01-01
215866781 | AI AIR CONDITIONING | AO25-06N2-M1H | AL-06N2-M1 | 14.4 | 21.4 | 13.8 | Yes | Both | 4 | 700 | 900 | 150 | 350 | 2025-01-01
215866782 | AI AIR CONDITIONING | AO25-09N2-M1H | AL-09N2-M1 | 13.4 | 21.4 | 12.5 | Yes | Both | 4 | 700 | 900 | 150 | 350 | 2025-01-01
215866783 | AI AIR CONDITIONING | AO25-12N2-M1H | AL-12N2-M1 | 12 | 20 | 10 | Yes | Both | 4 | 700 | 900 | 150 | 350 | 2025-01-01
215866784 | AI AIR CONDITIONING | AO25-18N2-M1H | AL-18N2-M1 | 12 | 18 | 10.5 | Yes | Both | 4 | 700 | 900 | 150 | 350 | 2025-01-01
215866785 | AI AIR CONDITIONING | AO25-09N2-M1H | AH-09N2-M1 | 14 | 20.5 | 13.8 | Yes | Both | 4 | 700 | 900 | 150 | 350 | 2025-01-01
215866786 | AI AIR CONDITIONING | AO25-12N2-M1H | AH-12N2-M1 | 12 | 20 | 10.6 | Yes | Both | 4 | 700 | 900 | 150 | 350 | 2025-01-01
215866787 | AI AIR CONDITIONING | AO25-18N2-M1H | AH-18N2-M1 | 12 | 18.4 | 11.1 | Yes | Both | 4 | 700 | 900 | 150 | 350 | 2025-01-01
215866788 | AI AIR CONDITIONING | AO25-24N2-M1H | AH-24N2-M1 | 12 | 19 | 11.7 | Yes | Both | 4 | 700 | 900 | 150 | 350 | 2025-01-01
215866789 | AI AIR CONDITIONING | ASO25-36N2-M2H | AH-36N2-M1 | 12 | 17.7 | 11.1 | Yes | Both | 4 | 700 | 900 | 150 | 350 | 2025-01-01
215866790 | AI AIR CONDITIONING | ASO25-48N2-M2H | AH-48N2-M1 | 10.4 | 16.7 | 10.8 | Yes | Yes | 4 | 700 | 900 | 150 | 350 | 2025-01-01
215866791 | AI AIR CONDITIONING | ASO25-60N2-M2H | AH-60N2-M1 | 10.2 | 15.8 | 10.4 | Yes | Yes | 2 | 500 | 700 | 100 | 300 | 2025-01-01
215866792 | AI AIR CONDITIONING | AO25-09N2-M1H | AS-09N2-M1 | 15.1 | 27.2 | 10.9 | Yes | Both | 4 | 700 | 900 | 150 | 350 | 2025-01-01
215866793 | AI AIR CONDITIONING | AO25-12N2-M1H | AS-12N2-M1 | 12.5 | 25 | 10.5 | Yes | Both | 4 | 700 | 900 | 150 | 350 | 2025-01-01
215866794 | AI AIR CONDITIONING | AO25-18N2-M1H | AS-16N2-M1 | 12.5 | 20 | 10.3 | Yes | Both | 4 | 700 | 900 | 150 | 350 | 2025-01-01
215866795 | AI AIR CONDITIONING | AO25-18N2-M1H | AF-18N2-M1 | 12.5 | 20.4 | 10.3 | Yes | Both | 4 | 700 | 900 | 150 | 350 | 2025-01-01
215866796 | AI AIR CONDITIONING | AO25-24N2-M1H | AF-24N2-M1 | 12 | 20.4 | 12.1 | Yes | Both | 4 | 700 | 900 | 150 | 350 | 2025-01-01
215866797 | AI AIR CONDITIONING | ASO25-36N2-M2H | AF-36N2-M1 | 12 | 20 | 10.8 | Yes | Both | 4 | 700 | 900 | 150 | 350 | 2025-01-01
215866798 | AI AIR CONDITIONING | ASO25-48N2-M2H | AF-48N2-M1 | 9.4 | 18.5 | 10.1 | Yes | Yes | 4 | 700 | 900 | 150 | 350 | 2025-01-01
215866799 | AI AIR CONDITIONING | ASO25-60N2-M2H | AF-60N2-M1 | 9 | 18 | 10.7 | Yes | Yes | 4 | 700 | 900 | 150 | 350 | 2025-01-01
214311543 | AI AIR CONDITIONING | AFO19-36N1-M1 | AG-36N1-M1 | 9.5 | 19.2 | 10 | No | N/A | 4 | 700 | 900 | 150 | 350 | 2025-01-01
213769929 | AI AIR CONDITIONING | AO21-12N1-B1 | AW21-12N1-B1 | 10.3 | 20.8 | 8.7 | No | N/A | 2 | 500 | 700 | 100 | 300 | 2025-01-01
213769930 | AI AIR CONDITIONING | AO21-09N1-M1 | AW21-09N1-M1 | 12.6 | 21.7 | 9.4 | Yes | Both | 3 | 600 | 800 | 150 | 350 | 2025-01-01
213769931 | AI AIR CONDITIONING | AO21-12N1-M1 | AW21-12N1-M1 | 10.8 | 21.4 | 9.2 | No | N/A | 3 | 600 | 800 | 150 | 350 | 2025-01-01
213769932 | AI AIR CONDITIONING | AO21-18N1-M1 | AW21-18N1-M1 | 11 | 19.5 | 8.7 | No | N/A | 2 | 500 | 700 | 100 | 300 | 2025-01-01
213769933 | AI AIR CONDITIONING | AO21-24N1-M1 | AW21-24N1-M1 | 9.5 | 18.5 | 8.6 | No | N/A | 2 | 500 | 700 | 100 | 300 | 2025-01-01
213769934 | AI AIR CONDITIONING | AO21-30N1-M1 | AW21-30N1-M1 | 11 | 21 | 9.1 | No | N/A | 3 | 600 | 800 | 150 | 350 | 2025-01-01
213769935 | AI AIR CONDITIONING | AO21-36N1-M1 | AW21-36N1-M1 | 8.5 | 17.5 | 8.7 | No | N/A | 2 | 500 | 700 | 100 | 300 | 2025-01-01
213769936 | AI AIR CONDITIONING | AO24-09N1-B1H | AW24-09N1-B1 | 13.8 | 23 | 9.8 | Yes | No | 3 | 600 | 800 | 150 | 350 | 2025-01-01
213769937 | AI AIR CONDITIONING | AO24-12N1-B1H | AW24-12N1-B1 | 12.5 | 22.7 | 10.4 | Yes | No | 4 | 700 | 900 | 150 | 350 | 2025-01-01
213769938 | AI AIR CONDITIONING | AO24-09N1-M1H | AW25-09N1-M1 | 14.7 | 24 | 11.6 | Yes | Both | 4 | 700 | 900 | 150 | 350 | 2025-01-01
213769939 | AI AIR CONDITIONING | AO24-12N1-M1H | AW25-12N1-M1 | 13 | 23.1 | 10.8 | Yes | Both | 4 | 700 | 900 | 150 | 350 | 2025-01-01
213769940 | AI AIR CONDITIONING | AO24-18N1-M1H | AW25-18N1-M1 | 13.5 | 24 | 10.5 | Yes | Both | 4 | 700 | 900 | 150 | 350 | 2025-01-01
213769941 | AI AIR CONDITIONING | AO24-24N1-M1H | AW25-24N1-M1 | 13 | 21 | 8.5 | Yes | No | 2 | 500 | 700 | 100 | 300 | 2025-01-01
213769942 | AI AIR CONDITIONING | AO25-06N1-M1H | AW25-06N1-M1 | 15 | 23.5 | 12 | Yes | Both | 4 | 700 | 900 | 150 | 350 | 2025-01-01
213769943 | AI AIR CONDITIONING | AO25-09N1-M1H | AW25-09N1-M1 | 15.8 | 26.4 | 11.6 | Yes | Both | 4 | 700 | 900 | 150 | 350 | 2025-01-01
213769944 | AI AIR CONDITIONING | AO25-12N1-M1H | AW25-12N1-M1 | 13 | 23.1 | 10.5 | Yes | Both | 4 | 700 | 900 | 150 | 350 | 2025-01-01
213769945 | AI AIR CONDITIONING | AO25-18N1-M1H | AW25-18N1-M1 | 13 | 22 | 10.6 | Yes | Both | 4 | 700 | 900 | 150 | 350 | 2025-01-01
213769946 | AI AIR CONDITIONING | AO25-24N1-M1H | AW25-24N1-M1 | 12.5 | 22.3 | 10.3 | Yes | Both | 4 | 700 | 900 | 150 | 350 | 2025-01-01
213769947 | AI AIR CONDITIONING | AO29-09N1-M1H | AW29-09N1-M1 | 16.5 | 29 | 22 | Yes | Both | 4 | 700 | 900 | 150 | 350 | 2025-01-01
213769948 | AI AIR CONDITIONING | AO29-12N1-M1H | AW29-12N1-M1 | 14.3 | 27.5 | 14.5 | Yes | Both | 4 | 700 | 900 | 150 | 350 | 2025-01-01
213769949 | AI AIR CONDITIONING | AO29-18N1-M1H | AW29-18N1-M1 | 12.4 | 24.1 | 12 | Yes | Both | 4 | 700 | 900 | 150 | 350 | 2025-01-01
213769950 | AI AIR CONDITIONING | AO29-24N1-M1H | AW29-24N1-M1 | 13 | 21.5 | 11.4 | Yes | Both | 4 | 700 | 900 | 150 | 350 | 2025-01-01
213769951 | AI AIR CONDITIONING | AO29-33N1-M1H | AW29-33N1-M1 | 12 | 19.5 | 10 | Yes | Both | 4 | 700 | 900 | 150 | 350 | 2025-01-01
213769928 | AI AIR CONDITIONING | AO21-09N1-B1 | AW21-09N1-B1 | 12.5 | 21.5 | 9.1 | Yes | Both | 3 | 600 | 800 | 150 | 350 | 2025-01-01
213916359 | AI AIR CONDITIONING | AO21-30N1-M1 | AW21-30N1-M1-A | 12.2 | 21 | 8.7 | Yes | No | 2 | 500 | 700 | 100 | 300 | 2025-01-01
215461325 | AIR C | UE-H18M1P |  | 13 | 20 | 10 | No | N/A | 4 | 700 | 900 | 150 | 350 | 2025-01-01
215461331 | AIR C | UE-H24M1P |  | 12 | 19 | 9.5 | No | N/A | 3 | 600 | 800 | 150 | 350 | 2025-01-01
215461347 | AIR C | UE-H55M1P |  | 11.7 | 20 | 10.7 | No | N/A | 4 | 700 | 900 | 150 | 350 | 2025-01-01
215461336 | AIR C | UE-H36M1P |  | 12 | 19.4 | 10.4 | No | N/A | 4 | 700 | 900 | 150 | 350 | 2025-01-01
215461341 | AIR C | UE-H48M1P |  | 11.7 | 20.4 | 11 | No | N/A | 4 | 700 | 900 | 150 | 350 | 2025-01-01
215461339 | AIR C | UE-H48M1P |  | 12 | 23 | 11 | No | N/A | 4 | 700 | 900 | 150 | 350 | 2025-01-01
215461345 | AIR C | UE-H55M1P |  | 12 | 22.2 | 10.5 | No | N/A | 4 | 700 | 900 | 150 | 350 | 2025-01-01
215461329 | AIR C | UE-H24M1P |  | 12.5 | 23 | 10.5 | No | N/A | 4 | 700 | 900 | 150 | 350 | 2025-01-01
215461334 | AIR C | UE-H36M1P |  | 13 | 23 | 10.7 | No | N/A | 4 | 700 | 900 | 150 | 350 | 2025-01-01
215461323 | AIR C | UE-H18M1P |  | 15 | 25 | 10.4 | No | N/A | 4 | 700 | 900 | 150 | 350 | 2025-01-01
215461327 | AIR C | UE-H18M1P |  | 14 | 22.5 | 10.2 | No | N/A | 4 | 700 | 900 | 150 | 350 | 2025-01-01
215461332 | AIR C | UE-H24M1P |  | 12.25 | 21 | 10 | No | N/A | 4 | 700 | 900 | 150 | 350 | 2025-01-01
215461349 | AIR C | UE-H55M1P |  | 11.85 | 21.1 | 10.6 | No | N/A | 4 | 700 | 900 | 150 | 350 | 2025-01-01
215461343 | AIR C | UE-H48M1P |  | 11.85 | 21.7 | 11 | No | N/A | 4 | 700 | 900 | 150 | 350 | 2025-01-01
215461338 | AIR C | UE-H36M1P |  | 12.5 | 21.2 | 10.55 | No | N/A | 4 | 700 | 900 | 150 | 350 | 2025-01-01
215461312 | AIR C | UE-SH09S1P | UI-SH09MS1P | 17 | 33.3 | 22 | No | N/A | 4 | 700 | 900 | 150 | 350 | 2025-01-01
215461314 | AIR C | UE-SH12S1P | UI-SH12MS1P | 14.2 | 29.4 | 14.5 | No | N/A | 4 | 700 | 900 | 150 | 350 | 2025-01-01
215461316 | AIR C | UE-SH18S1P | UI-SH18MS1P | 15 | 25.6 | 16.2 | No | N/A | 4 | 700 | 900 | 150 | 350 | 2025-01-01
215461318 | AIR C | UE-H12S1P | UI-H12MS1P | 13.4 | 25.4 | 10.5 | No | N/A | 4 | 700 | 900 | 150 | 350 | 2025-01-01
215461319 | AIR C | UE-H18S1P | UI-H18MS1P | 12.5 | 21.4 | 11 | No | N/A | 4 | 700 | 900 | 150 | 350 | 2025-01-01
215461321 | AIR C | UE-H24S1P | UI-H24MS1P | 13 | 21 | 13.5 | No | N/A | 4 | 700 | 900 | 150 | 350 | 2025-01-01
204517339 | AIR MAX | GFMCB18-H2 |  | 12.5 | 21 | 9 | No | N/A | 3 | 600 | 800 | 150 | 350 | 2025-01-01
204517340 | AIR MAX | GFMCB24-H2 |  | 11.8 | 21 | 9 | No | N/A | 3 | 600 | 800 | 150 | 350 | 2025-01-01
205758359 | AIR MAX | AWGYC12-C2 | AWGYE12-C2 | 14 | 24 | 8.5 | No | N/A | 2 | 500 | 700 | 100 | 300 | 2025-01-01
204520286 | AIR MAX | AWAOC09-C2 | AWAOE09-C2 | 15 | 26 | 12.5 | Yes | Both | 4 | 700 | 900 | 150 | 350 | 2025-01-01
204520287 | AIR MAX | AWAOC12-C2 | AWAOE12-C2 | 13.5 | 24 | 9.5 | Yes | Both | 3 | 600 | 800 | 150 | 350 | 2025-01-01
204517336 | AIR MAX | AWGSC24-H2 | AWGSE24-H2 | 10.95 | 18.5 | 8.5 | No | N/A | 2 | 500 | 700 | 100 | 300 | 2025-01-01
214771910 | AIR MAX | AWGRC12-H1 | AWGRE12-H1 | 11 | 21.5 | 8.5 | No | N/A | 2 | 500 | 700 | 100 | 300 | 2025-01-01
214771911 | AIR MAX | AWGRC12-H2 | AWGRE12-H2 | 11 | 21.5 | 8.5 | No | N/A | 2 | 500 | 700 | 100 | 300 | 2025-01-01
214771912 | AIR MAX | AWGRC18-H2 | AWGRE18-H2 | 11.8 | 21.5 | 8.5 | No | N/A | 2 | 500 | 700 | 100 | 300 | 2025-01-01
214771913 | AIR MAX | AWGRXC24-H2 | AWGRXE24-H2 | 13.65 | 22 | 9.5 | No | N/A | 3 | 600 | 800 | 150 | 350 | 2025-01-01
214771914 | AIR MAX | AWGRC36-H2 | AWGRE36-H2 | 10.6 | 21 | 8.5 | No | N/A | 2 | 500 | 700 | 100 | 300 | 2025-01-01
214796348 | AIR MAX | AWGRC09-H2 | AWGRE09-H2 | 12.3 | 22 | 9.2 | No | N/A | 3 | 600 | 800 | 150 | 350 | 2025-01-01
211330193 | AIR MAX | AWGXC09-H2 | AWGXE09-H2 | 12.5 | 20.5 | 8.8 | No | N/A | 2 | 500 | 700 | 100 | 300 | 2025-01-01
211330194 | AIR MAX | AWGXC12-H1 | AWGXE12-H1 | 11.3 | 20 | 8.5 | No | N/A | 2 | 500 | 700 | 100 | 300 | 2025-01-01
211330195 | AIR MAX | AWGXC12-H2 | AWGXE12-H2 | 11.3 | 20 | 8.5 | No | N/A | 2 | 500 | 700 | 100 | 300 | 2025-01-01
211330203 | AIR MAX | AWGXC18-H2 | AWGXE18-H2 | 10.9 | 20 | 8.5 | No | N/A | 2 | 500 | 700 | 100 | 300 | 2025-01-01
211330204 | AIR MAX | AWGXC24-H2 | AWGXE24-H2 | 12.2 | 22 | 9 | No | N/A | 3 | 600 | 800 | 150 | 350 | 2025-01-01
211330205 | AIR MAX | AWGYC36-H2 | AWGYE36-H2 | 10.5 | 20 | 8.5 | No | N/A | 2 | 500 | 700 | 100 | 300 | 2025-01-01
211330206 | AIR MAX | AWGYC12-H2 | AWGYE12-H2 | 14 | 24 | 8.5 | No | N/A | 2 | 500 | 700 | 100 | 300 | 2025-01-01
214056547 | AIR TECH | ATVO60NGUG2 |  | 9 | 17 | 8.3 | No | N/A | 1 | 400 | 600 | 100 | 300 | 2025-01-01
214056549 | AIR TECH | ATVO48NGUG2 |  | 10.5 | 17.1 | 8.55 | No | N/A | 2 | 500 | 700 | 100 | 300 | 2025-01-01
214056552 | AIR TECH | ATVO36NGUG2 |  | 11.5 | 18.5 | 8.7 | No | N/A | 2 | 500 | 700 | 100 | 300 | 2025-01-01
214056553 | AIR TECH | ATVO36NGUG2 |  | 13 | 23 | 9 | No | N/A | 3 | 600 | 800 | 150 | 350 | 2025-01-01
214056546 | AIR TECH | ATVO60NGUG2 |  | 11 | 21 | 9.2 | No | N/A | 3 | 600 | 800 | 150 | 350 | 2025-01-01
214056550 | AIR TECH | ATVO48NGUG2 |  | 11.5 | 22 | 9.2 | No | N/A | 3 | 600 | 800 | 150 | 350 | 2025-01-01
214056548 | AIR TECH | ATVO60NGUG2 |  | 10 | 19 | 8.75 | No | N/A | 2 | 500 | 700 | 100 | 300 | 2025-01-01
214056551 | AIR TECH | ATVO48NGUG2 |  | 11 | 19.55 | 8.88 | No | N/A | 2 | 500 | 700 | 100 | 300 | 2025-01-01
214056554 | AIR TECH | ATVO36NGUG2 |  | 12.25 | 20.75 | 8.85 | No | N/A | 2 | 500 | 700 | 100 | 300 | 2025-01-01
214010065 | AIR TECH | ATSO09NAMG2 | ATSW09NAMG2 | 14.7 | 25.5 | 10.2 | No | N/A | 4 | 700 | 900 | 150 | 350 | 2025-01-01
214010066 | AIR TECH | ATSO18NAMG2 | ATSW18NAMG2 | 12.5 | 23 | 8.5 | No | N/A | 2 | 500 | 700 | 100 | 300 | 2025-01-01
214010063 | AIR TECH | ATSO12NAMG2 | ATSW12NAMG2 | 12.5 | 24 | 9 | No | N/A | 3 | 600 | 800 | 150 | 350 | 2025-01-01
214010064 | AIR TECH | ATSO24NAMG2 | ATSD24HAMG2 | 12.7 | 20 | 9 | No | N/A | 3 | 600 | 800 | 150 | 350 | 2025-01-01
215746271 | AIR-CON | CH4H6C36KN-AE |  | 10.6 | 18 | 8.2 | No | N/A | 1 | 400 | 600 | 100 | 300 | 2025-01-01
215746272 | AIR-CON | CH4H6C48KN-AE |  | 8.8 | 16 | 8.5 | No | N/A | 2 | 500 | 700 | 100 | 300 | 2025-01-01
215746273 | AIR-CON | CH4H6C60KN-AE |  | 9.5 | 18 | 8.5 | No | N/A | 2 | 500 | 700 | 100 | 300 | 2025-01-01
204462798 | AIR-CON | AMSCI4H4S24 |  | 12.1 | 21 | 8.6 | Yes | Both | 2 | 500 | 700 | 100 | 300 | 2025-01-01
204462799 | AIR-CON | AMSCI4H4S36 |  | 12 | 19.5 | 8.9 | Yes | Both | 2 | 500 | 700 | 100 | 300 | 2025-01-01
205150425 | AIR-CON | AMSCI4H4S42 |  | 10 | 18 | 8.8 | No | N/A | 2 | 500 | 700 | 100 | 300 | 2025-01-01
205150431 | AIR-CON | AMSCI4H4S18 |  | 11.5 | 19 | 9.4 | Yes | Both | 3 | 600 | 800 | 150 | 350 | 2025-01-01
205150432 | AIR-CON | AMSCI4H4S18 |  | 12.5 | 21 | 9.5 | Yes | Both | 3 | 600 | 800 | 150 | 350 | 2025-01-01
205150426 | AIR-CON | AMSCI4H4S42 |  | 10.5 | 20 | 8.95 | No | N/A | 2 | 500 | 700 | 100 | 300 | 2025-01-01
204462794 | AIR-CON | AMSCI4H4S24 |  | 12.5 | 22 | 9.05 | Yes | Both | 3 | 600 | 800 | 150 | 350 | 2025-01-01
204462795 | AIR-CON | AMSCI4H4S36 |  | 12.5 | 21 | 9 | Yes | Both | 3 | 600 | 800 | 150 | 350 | 2025-01-01
10149870 | AIR-CON | AMTCM4H4R30 |  | 11.8 | 20 | 8.6 | No | N/A | 2 | 500 | 700 | 100 | 300 | 2025-01-01
10149873 | AIR-CON | AMTCM4H4R36 |  | 11.8 | 21 | 8.6 | No | N/A | 2 | 500 | 700 | 100 | 300 | 2025-01-01
10149876 | AIR-CON | AMTCM4H4R42 |  | 10.4 | 21 | 8.6 | No | N/A | 2 | 500 | 700 | 100 | 300 | 2025-01-01
10149864 | AIR-CON | AMTCM4H4R18 |  | 12.5 | 21 | 9 | No | N/A | 3 | 600 | 800 | 150 | 350 | 2025-01-01
215746276 | AIR-CON | CH4H6C24KN-AE |  | 10.5 | 18 | 8.5 | No | N/A | 2 | 500 | 700 | 100 | 300 | 2025-01-01
215746277 | AIR-CON | CH4H6C28KN-AE |  | 10.5 | 18 | 8.5 | No | N/A | 2 | 500 | 700 | 100 | 300 | 2025-01-01
215746268 | AIR-CON | CH4H6C36KN-AE |  | 11.5 | 22 | 9.8 | No | N/A | 3 | 600 | 800 | 150 | 350 | 2025-01-01
215746269 | AIR-CON | CH4H6C48KN-AE |  | 10.5 | 22 | 9.8 | No | N/A | 3 | 600 | 800 | 150 | 350 | 2025-01-01
215746270 | AIR-CON | CH4H6C60KN-AE |  | 10.5 | 20 | 9.8 | No | N/A | 3 | 600 | 800 | 150 | 350 | 2025-01-01
10149867 | AIR-CON | AMTCM4H4R24 |  | 11.8 | 21 | 9 | No | N/A | 3 | 600 | 800 | 150 | 350 | 2025-01-01
204462796 | AIR-CON | AMSCI4H4S24 |  | 12.3 | 21.5 | 8.83 | Yes | Both | 2 | 500 | 700 | 100 | 300 | 2025-01-01
204462797 | AIR-CON | AMSCI4H4S36 |  | 12.25 | 20.25 | 8.95 | Yes | Both | 2 | 500 | 700 | 100 | 300 | 2025-01-01
205150427 | AIR-CON | AMSCI4H4S42 |  | 10.25 | 19 | 8.88 | No | N/A | 2 | 500 | 700 | 100 | 300 | 2025-01-01
205150433 | AIR-CON | AMSCI4H4S18 |  | 12.25 | 20 | 9.45 | Yes | Both | 3 | 600 | 800 | 150 | 350 | 2025-01-01
205150423 | AIR-CON | ASLCI4H4S36 | ASLEC4H4S36 | 10.65 | 18 | 9.8 | No | N/A | 3 | 600 | 800 | 150 | 350 | 2025-01-01
205150424 | AIR-CON | ASLCI4H4S36 | ASLEK4H4S36 | 10.9 | 17.5 | 9.5 | No | N/A | 3 | 600 | 800 | 150 | 350 | 2025-01-01
205129515 | AIR-CON | ASLCI4H4S09 | ASLEC4H4S09 | 12.85 | 20.5 | 10 | Yes | Both | 4 | 700 | 900 | 150 | 350 | 2025-01-01
205129516 | AIR-CON | ASLCI4H4S09 | ASLEK4H4S09 | 12 | 18 | 9 | Yes | Both | 3 | 600 | 800 | 150 | 350 | 2025-01-01
205129517 | AIR-CON | ASLCI4H4S12 | ASLEK4H4S12 | 11 | 19 | 9 | No | N/A | 3 | 600 | 800 | 150 | 350 | 2025-01-01
205129518 | AIR-CON | ASLCI4H4S12 | ASLEC4H4S12 | 12.5 | 20.5 | 9.5 | Yes | Both | 3 | 600 | 800 | 150 | 350 | 2025-01-01
205129519 | AIR-CON | ASLCI4H4S18 | ASLEC4H4S18 | 12.5 | 20.5 | 10 | Yes | Both | 4 | 700 | 900 | 150 | 350 | 2025-01-01
205129520 | AIR-CON | ASLCI4H4S18 | ASLEK4H4S18 | 11.4 | 19 | 9.5 | No | N/A | 3 | 600 | 800 | 150 | 350 | 2025-01-01
205129521 | AIR-CON | ASLCI4H4S24 | ASLEC4H4S24 | 12.5 | 18.5 | 10 | Yes | Both | 4 | 700 | 900 | 150 | 350 | 2025-01-01
205129522 | AIR-CON | ASLCI4H4S24 | ASLEK4H4S24 | 10.45 | 18 | 9.5 | No | N/A | 3 | 600 | 800 | 150 | 350 | 2025-01-01
203446794 | AIR-CON | ABXCI4H4S09 | ABXEM4H4S09 | 13.7 | 22 | 9 | Yes | Both | 3 | 600 | 800 | 150 | 350 | 2025-01-01
203446795 | AIR-CON | ABXCI4H4S12 | ABXEM4H4S12 | 13 | 21 | 9.5 | No | N/A | 3 | 600 | 800 | 150 | 350 | 2025-01-01
203446799 | AIR-CON | ABXCI4H4S18 | ABXEM4H4S18 | 13 | 22.5 | 8.6 | Yes | Both | 2 | 500 | 700 | 100 | 300 | 2025-01-01
203446800 | AIR-CON | ABXCI4H4S24 | ABXEM4H4S24 | 12.2 | 20.5 | 8.6 | Yes | Both | 2 | 500 | 700 | 100 | 300 | 2025-01-01
10272489 | AIR-CON | ABSCI4H4S09 | ABSEM4H4S09 | 13.7 | 22 | 8.5 | No | N/A | 2 | 500 | 700 | 100 | 300 | 2025-01-01
10272491 | AIR-CON | ABSCI4H4S12 | ABSEM4H4S12 | 13 | 21 | 9.5 | No | N/A | 3 | 600 | 800 | 150 | 350 | 2025-01-01
10272493 | AIR-CON | ABSCI4H4S18 | ABSEM4H4S18 | 13 | 22.5 | 8.6 | No | N/A | 2 | 500 | 700 | 100 | 300 | 2025-01-01
10272495 | AIR-CON | ABSCI4H4S24 | ABSEM4H4S24 | 12.2 | 20.5 | 8.6 | No | N/A | 2 | 500 | 700 | 100 | 300 | 2025-01-01
10272496 | AIR-CON | ASPCI4H4S30 | ASPEM4H4S30 | 10 | 18.5 | 9 | No | N/A | 3 | 600 | 800 | 150 | 350 | 2025-01-01
10272500 | AIR-CON | ABZCI4H4S09 | ABZEM4H4S09 | 15.5 | 27.5 | 10.5 | Yes | Both | 4 | 700 | 900 | 150 | 350 | 2025-01-01
10272501 | AIR-CON | ABZCI4H4S12 | ABZEM4H4S12 | 15.4 | 23.5 | 9.8 | Yes | Both | 3 | 600 | 800 | 150 | 350 | 2025-01-01
211583435 | AIR-CON | ABHCI4H4S18 | ABHEM4H4S18 | 13.2 | 20.5 | 9.5 | Yes | Both | 3 | 600 | 800 | 150 | 350 | 2025-01-01
211583436 | AIR-CON | ABHCI4H4S24 | ABHEM4H4S24 | 12.5 | 21 | 10 | Yes | Both | 4 | 700 | 900 | 150 | 350 | 2025-01-01
214866724 | AIR-CON | ASXCI4H4E12 | ASXEM4H4E12 | 13 | 23 | 9.5 | Yes | Both | 3 | 600 | 800 | 150 | 350 | 2025-01-01
214866725 | AIR-CON | ASXCI4H4E18 | ASXEM4H4E18 | 13 | 22 | 9 | Yes | No | 3 | 600 | 800 | 150 | 350 | 2025-01-01
214866726 | AIR-CON | ASXCI4H4E24 | ASXEM4H4E24 | 12.5 | 20 | 9 | Yes | No | 3 | 600 | 800 | 150 | 350 | 2025-01-01
216018270 | AIR-CON | ASQCI7H4E18 | ASQEM7H4E18 | 9.5 | 17 | 8.5 | No | N/A | 2 | 500 | 700 | 100 | 300 | 2025-01-01
216018271 | AIR-CON | ASQCI7H4E24 | ASQEM7H4E24 | 9.5 | 17 | 9.5 | No | N/A | 3 | 600 | 800 | 150 | 350 | 2025-01-01
216018260 | AIR-CON | ADSCI7C1E12 | ADSEM7C1E12 | 9.5 | 17 | 9.5 | No | N/A | 3 | 600 | 800 | 150 | 350 | 2025-01-01
216018261 | AIR-CON | ADSCI7C4E12 | ADSEM7C4E12 | 9.5 | 17 | 8.3 | No | N/A | 1 | 400 | 600 | 100 | 300 | 2025-01-01
216018262 | AIR-CON | ADSCI7C4E18 | ADSEM7C4E18 | 9.5 | 17 | 8.5 | No | N/A | 2 | 500 | 700 | 100 | 300 | 2025-01-01
216018263 | AIR-CON | ADSCI7C4E24 | ADSEM7C4E24 | 9.5 | 17 | 9.5 | No | N/A | 3 | 600 | 800 | 150 | 350 | 2025-01-01
216018268 | AIR-CON | ASQCI7H1E12 | ASQEM7H1E12 | 9.5 | 17 | 9.5 | No | N/A | 3 | 600 | 800 | 150 | 350 | 2025-01-01
216018269 | AIR-CON | ASQCI7H4E12 | ASQEM7H4E12 | 9.5 | 17 | 8.3 | No | N/A | 1 | 400 | 600 | 100 | 300 | 2025-01-01
211694648 | AIR-CON | ASTCI4H4E36 | ASTEM4H4E36 | 9 | 19 | 8.5 | No | N/A | 2 | 500 | 700 | 100 | 300 | 2025-01-01
211694649 | AIR-CON | ALPCI4H1E09 | ALPEM4H1E09 | 12.5 | 23 | 9 | Yes | Both | 3 | 600 | 800 | 150 | 350 | 2025-01-01
211694650 | AIR-CON | ALPCI4H4E09 | ALPEM4H4E09 | 13 | 23.5 | 9.2 | Yes | Both | 3 | 600 | 800 | 150 | 350 | 2025-01-01
211694651 | AIR-CON | ALPCI4H1E12 | ALPEM4H1E12 | 12.5 | 22 | 9 | Yes | Both | 3 | 600 | 800 | 150 | 350 | 2025-01-01
211694652 | AIR-CON | ALPCI4H4E12 | ALPEM4H4E12 | 13 | 23 | 9.5 | Yes | Both | 3 | 600 | 800 | 150 | 350 | 2025-01-01
211694653 | AIR-CON | ALPCI4H4E18 | ALPEM4H4E18 | 13 | 22 | 9 | Yes | No | 3 | 600 | 800 | 150 | 350 | 2025-01-01
211694654 | AIR-CON | ALPCI4H4E24 | ALPEM4H4E24 | 12.5 | 20 | 9 | Yes | No | 3 | 600 | 800 | 150 | 350 | 2025-01-01
211583437 | AIR-CON | ABHCI4H4S09 | ABHEM4H4S09 | 14.5 | 25.5 | 10.5 | Yes | Both | 4 | 700 | 900 | 150 | 350 | 2025-01-01
211583438 | AIR-CON | ABHCI4H4S12 | ABHEM4H4S12 | 12.7 | 23.5 | 9.5 | Yes | Both | 3 | 600 | 800 | 150 | 350 | 2025-01-01
210474672 | AIRDACH | AMSH1800VM1-D |  | 12 | 19 | 9.8 | No | N/A | 3 | 600 | 800 | 150 | 350 | 2025-01-01
210474675 | AIRDACH | AMSH2700VM1-D |  | 11.7 | 21 | 9.2 | No | N/A | 3 | 600 | 800 | 150 | 350 | 2025-01-01
210474678 | AIRDACH | AMSH3600VM1-D |  | 11 | 20 | 9.2 | No | N/A | 3 | 600 | 800 | 150 | 350 | 2025-01-01
210474681 | AIRDACH | AMSH4800VM1-D |  | 10.8 | 20.5 | 9.7 | No | N/A | 3 | 600 | 800 | 150 | 350 | 2025-01-01
210474677 | AIRDACH | AMSH3600VM1-D |  | 10.6 | 23.1 | 9.6 | No | N/A | 3 | 600 | 800 | 150 | 350 | 2025-01-01
210474680 | AIRDACH | AMSH4800VM1-D |  | 11 | 21.1 | 9.5 | No | N/A | 3 | 600 | 800 | 150 | 350 | 2025-01-01
210474671 | AIRDACH | AMSH1800VM1-D |  | 12.5 | 21 | 10.2 | No | N/A | 4 | 700 | 900 | 150 | 350 | 2025-01-01
210474674 | AIRDACH | AMSH2700VM1-D |  | 12.2 | 23.5 | 9.2 | No | N/A | 3 | 600 | 800 | 150 | 350 | 2025-01-01
210474673 | AIRDACH | AMSH1800VM1-D |  | 12.25 | 20 | 10 | No | N/A | 4 | 700 | 900 | 150 | 350 | 2025-01-01
210474679 | AIRDACH | AMSH3600VM1-D |  | 10.8 | 21.55 | 9.4 | No | N/A | 3 | 600 | 800 | 150 | 350 | 2025-01-01
210474676 | AIRDACH | AMSH2700VM1-D |  | 11.95 | 22.25 | 9.2 | No | N/A | 3 | 600 | 800 | 150 | 350 | 2025-01-01
210474682 | AIRDACH | AMSH4800VM1-D |  | 10.9 | 20.8 | 9.6 | No | N/A | 3 | 600 | 800 | 150 | 350 | 2025-01-01
217101990 | Airdach | ACSH3621VR1-D3 | AIWH3600VR1-D3 | 10.6 | 21 | 8.5 | No | N/A | 2 | 500 | 700 | 100 | 300 | 2025-01-01
217101991 | Airdach | ACSH2419VR1-D3 | AIWH2400VR1-D3 | 11.9 | 19 | 8.5 | No | N/A | 2 | 500 | 700 | 100 | 300 | 2025-01-01
217101992 | Airdach | ACSH0920VR1-D3 | AIWH0900VR1-D3 | 12.5 | 20.5 | 8.8 | No | N/A | 2 | 500 | 700 | 100 | 300 | 2025-01-01
217101993 | Airdach | ACSH1820VR1-D3 | AIWH1800VR1-D3 | 12.35 | 20 | 8.5 | No | N/A | 2 | 500 | 700 | 100 | 300 | 2025-01-01
217101994 | Airdach | ACSH1219VR1-D3 | AIWH1200VR1-D3 | 9.75 | 19 | 8.5 | No | N/A | 2 | 500 | 700 | 100 | 300 | 2025-01-01
217101995 | Airdach | ACSH0920VR1-A3 | AIWH0900VR1-A3 | 11.9 | 20.5 | 8.8 | No | N/A | 2 | 500 | 700 | 100 | 300 | 2025-01-01
217101996 | Airdach | ACSH1219VR1-A3 | AIWH1200VR1-A3 | 9.3 | 19 | 8.5 | No | N/A | 2 | 500 | 700 | 100 | 300 | 2025-01-01
207334308 | AIRDACH | ACSH3618VM1XD | AIDH3600VM1XD | 10.1 | 16.9 | 8.2 | No | N/A | 1 | 400 | 600 | 100 | 300 | 2025-01-01
207334309 | AIRDACH | ACSH1819VM1XD | AIDH1800VM1XD | 10.9 | 17 | 8.8 | No | N/A | 2 | 500 | 700 | 100 | 300 | 2025-01-01
207334310 | AIRDACH | ACSH2419VM1XD | AIDH2400VM1XD | 10.5 | 17 | 9.2 | No | N/A | 3 | 600 | 800 | 150 | 350 | 2025-01-01
207334311 | AIRDACH | ACSH3019VM1XD | AIDH3000VM1XD | 10.6 | 17.3 | 8.5 | No | N/A | 2 | 500 | 700 | 100 | 300 | 2025-01-01
207334313 | AIRDACH | ACSH4818VM1XD | AIDH4800VM1XD | 8.8 | 15.8 | 9.4 | No | N/A | 2 | 500 | 700 | 100 | 300 | 2025-01-01
206598076 | AIRDACH | ACSH0919VM1-A | AIWH0900VM1-A | 11.5 | 18.9 | 8.1 | No | N/A | 1 | 400 | 600 | 100 | 300 | 2025-01-01
206598077 | AIRDACH | ACSH1219VM1-A | AIWH1200VM1-A | 10.5 | 19 | 8.3 | No | N/A | 1 | 400 | 600 | 100 | 300 | 2025-01-01
206598078 | AIRDACH | ACSH0921VM1-D | AIWH0900VM1-D | 14 | 21.2 | 9.9 | No | N/A | 3 | 600 | 800 | 150 | 350 | 2025-01-01
206598079 | AIRDACH | ACSH1221VM1-D | AIWH1200VM1-D | 13 | 21.3 | 8.4 | No | N/A | 1 | 400 | 600 | 100 | 300 | 2025-01-01
206598080 | AIRDACH | ACSH1821VM1-D | AIWH1800VM1-D | 13 | 19.9 | 8.1 | No | N/A | 1 | 400 | 600 | 100 | 300 | 2025-01-01
213363365 | AIRDACH | ACSH0924VM2-D | AICH0900VM1-D | 13 | 20 | 10 | No | N/A | 4 | 700 | 900 | 150 | 350 | 2025-01-01
210476736 | AIRDACH | ACSH1222VM2-D | AICH1200VM1-D | 14 | 22.7 | 10 | No | N/A | 4 | 700 | 900 | 150 | 350 | 2025-01-01
210476737 | AIRDACH | ACSH1823VM2-D | AICH1800VM1-D | 12.5 | 20.5 | 10.5 | No | N/A | 4 | 700 | 900 | 150 | 350 | 2025-01-01
209948203 | AIRDACH | ACSH3618VM2-D | AIWH3600VM2-D | 8.5 | 17.5 | 8.7 | No | N/A | 2 | 500 | 700 | 100 | 300 | 2025-01-01
209948204 | AIRDACH | ACSH2421VM2-D | AIWH2400VM2-D | 12.5 | 21 | 9 | No | N/A | 3 | 600 | 800 | 150 | 350 | 2025-01-01
209948205 | AIRDACH | ACSH0924VM2-D | AIWH0900VM2-D | 14 | 24 | 11.4 | No | N/A | 4 | 700 | 900 | 150 | 350 | 2025-01-01
209948206 | AIRDACH | ACSH1220VM2-A | AIWH1200VM2-A | 10.3 | 20.8 | 8.7 | No | N/A | 2 | 500 | 700 | 100 | 300 | 2025-01-01
209948207 | AIRDACH | ACSH1823VM2-D | AIWH1800VM2-D | 13.5 | 23.7 | 10.3 | No | N/A | 4 | 700 | 900 | 150 | 350 | 2025-01-01
209948208 | AIRDACH | ACSH0920VM2-A | AIWH0900VM2-A | 12.5 | 21.5 | 9 | No | N/A | 3 | 600 | 800 | 150 | 350 | 2025-01-01
209948209 | AIRDACH | ACSH1222VM2-D | AIWH1200VM2-D | 12.5 | 23.1 | 9.3 | No | N/A | 3 | 600 | 800 | 150 | 350 | 2025-01-01
203376788 | AirEase | 4DHP1S30M-2P |  | 11 | 20 | 8.5 | No | N/A | 2 | 500 | 700 | 100 | 300 | 2025-01-01
204462411 | AirEase | 4DHP1S18M-1P |  | 11.7 | 18.3 | 9 | Yes | No | 3 | 600 | 800 | 150 | 350 | 2025-01-01
204462412 | AirEase | 4DHP1S18M-2P |  | 11.7 | 18.3 | 9 | Yes | No | 3 | 600 | 800 | 150 | 350 | 2025-01-01
204462419 | AirEase | 4DHP1S30M-1P |  | 11 | 20 | 8.5 | No | N/A | 2 | 500 | 700 | 100 | 300 | 2025-01-01
204462422 | AirEase | 4DHP1S36M-1P |  | 10 | 18.5 | 8.7 | No | N/A | 2 | 500 | 700 | 100 | 300 | 2025-01-01
204462425 | AirEase | 4DHP1S48M-1P |  | 10.1 | 18.3 | 9.6 | No | N/A | 3 | 600 | 800 | 150 | 350 | 2025-01-01
208106798 | AirEase | 4DHP2S18M-1P |  | 12 | 19 | 9.8 | Yes | Both | 3 | 600 | 800 | 150 | 350 | 2025-01-01
208106801 | AirEase | 4DHP2S24M-1P |  | 12.5 | 21.3 | 9.7 | Yes | Both | 3 | 600 | 800 | 150 | 350 | 2025-01-01
208106804 | AirEase | 4DHP2S30M-1P |  | 11.7 | 20.7 | 9.2 | Yes | No | 3 | 600 | 800 | 150 | 350 | 2025-01-01
208106807 | AirEase | 4DHP2S36M-1P |  | 11 | 20 | 9.2 | No | N/A | 3 | 600 | 800 | 150 | 350 | 2025-01-01
208106810 | AirEase | 4DHP2S48M-1P |  | 11.7 | 20.9 | 9 | Yes | Both | 3 | 600 | 800 | 150 | 350 | 2025-01-01
208106809 | AirEase | 4DHP2S48M-1P |  | 11.7 | 21.8 | 9.8 | Yes | Both | 3 | 600 | 800 | 150 | 350 | 2025-01-01
208106803 | AirEase | 4DHP2S30M-1P |  | 12.7 | 24.6 | 9.3 | Yes | No | 3 | 600 | 800 | 150 | 350 | 2025-01-01
208106806 | AirEase | 4DHP2S36M-1P |  | 11.7 | 23.9 | 9.5 | Yes | No | 3 | 600 | 800 | 150 | 350 | 2025-01-01
208106797 | AirEase | 4DHP2S18M-1P |  | 13.9 | 22.9 | 10.5 | Yes | No | 4 | 700 | 900 | 150 | 350 | 2025-01-01
208106800 | AirEase | 4DHP2S24M-1P |  | 13.4 | 24.6 | 10 | Yes | Both | 4 | 700 | 900 | 150 | 350 | 2025-01-01
204462400 | AirEase | 4DHP1S18M-1P |  | 12 | 22.4 | 9.1 | Yes | No | 3 | 600 | 800 | 150 | 350 | 2025-01-01
204462402 | AirEase | 4DHP1S30M-1P |  | 12.5 | 23 | 9.2 | Yes | No | 3 | 600 | 800 | 150 | 350 | 2025-01-01
204462408 | AirEase | 4DHP1S48M-1P |  | 12.5 | 23.7 | 8.6 | Yes | No | 2 | 500 | 700 | 100 | 300 | 2025-01-01
203376758 | AirEase | 4DHP1S18M-2P |  | 12 | 22.4 | 9.1 | Yes | No | 3 | 600 | 800 | 150 | 350 | 2025-01-01
203376759 | AirEase | 4DHP1S30M-2P |  | 12.5 | 23 | 9.2 | Yes | No | 3 | 600 | 800 | 150 | 350 | 2025-01-01
204462394 | AirEase | 4DHP1S48M-1P |  | 11.3 | 21 | 9.1 | No | N/A | 3 | 600 | 800 | 150 | 350 | 2025-01-01
204462369 | AirEase | 4DHP1S18M-1P |  | 11.85 | 20.35 | 9.05 | Yes | No | 3 | 600 | 800 | 150 | 350 | 2025-01-01
204462374 | AirEase | 4DHP1S18M-2P |  | 11.85 | 20.35 | 9.05 | Yes | No | 3 | 600 | 800 | 150 | 350 | 2025-01-01
204462379 | AirEase | 4DHP1S30M-1P |  | 11.75 | 21.5 | 8.85 | Yes | No | 2 | 500 | 700 | 100 | 300 | 2025-01-01
204462384 | AirEase | 4DHP1S30M-2P |  | 11.75 | 21.5 | 8.85 | Yes | No | 2 | 500 | 700 | 100 | 300 | 2025-01-01
204462389 | AirEase | 4DHP1S36M-1P |  | 10.75 | 20.5 | 8.85 | No | N/A | 2 | 500 | 700 | 100 | 300 | 2025-01-01
208106799 | AirEase | 4DHP2S18M-1P |  | 12.95 | 20.95 | 10.15 | Yes | No | 4 | 700 | 900 | 150 | 350 | 2025-01-01
208106805 | AirEase | 4DHP2S30M-1P |  | 12.2 | 22.65 | 9.25 | Yes | No | 3 | 600 | 800 | 150 | 350 | 2025-01-01
208106802 | AirEase | 4DHP2S24M-1P |  | 12.95 | 22.95 | 9.85 | Yes | Both | 3 | 600 | 800 | 150 | 350 | 2025-01-01
208106808 | AirEase | 4DHP2S36M-1P |  | 11.35 | 21.95 | 9.35 | No | N/A | 3 | 600 | 800 | 150 | 350 | 2025-01-01
208106811 | AirEase | 4DHP2S48M-1P |  | 11.7 | 21.35 | 9.4 | Yes | Both | 3 | 600 | 800 | 150 | 350 | 2025-01-01
208650664 | AirEase | 4DHP1S12S-1L | DWM212S4-1L | 11.3 | 19.8 | 8.5 | No | N/A | 2 | 500 | 700 | 100 | 300 | 2025-01-01
208650666 | AirEase | 4DHP1S12S-1P | DWM212S4-1P | 11.7 | 19.8 | 8.5 | No | N/A | 2 | 500 | 700 | 100 | 300 | 2025-01-01
208128185 | AirEase | 4DHP2S09S-1P | DWM209S4-1P | 15 | 25.5 | 12.3 | Yes | Both | 4 | 700 | 900 | 150 | 350 | 2025-01-01
208128186 | AirEase | 4DHP2S09S-1P | D22C109S4-1P | 13 | 20 | 10 | Yes | Both | 4 | 700 | 900 | 150 | 350 | 2025-01-01
208128187 | AirEase | 4DHP2S09S-1P | DMD209S4-1P | 12.5 | 19.2 | 10.2 | Yes | Both | 4 | 700 | 900 | 150 | 350 | 2025-01-01
208106681 | AirEase | 4DHP2S12S-1P | DWM212S4-1P | 13.7 | 24.6 | 10.7 | Yes | No | 4 | 700 | 900 | 150 | 350 | 2025-01-01
208106682 | AirEase | 4DHP2S18S-1P | DWM218S4-1P | 12.4 | 23.5 | 10.7 | Yes | No | 4 | 700 | 900 | 150 | 350 | 2025-01-01
208106683 | AirEase | 4DHP2S24S-1P | DWM224S4-1P | 14 | 22 | 9.9 | Yes | No | 3 | 600 | 800 | 150 | 350 | 2025-01-01
208106684 | AirEase | 4DHP2S12S-1P | D22C112S4-1P | 13.9 | 22.7 | 9.9 | Yes | No | 3 | 600 | 800 | 150 | 350 | 2025-01-01
208106685 | AirEase | 4DHP2S18S-1P | D22C118S4-1P | 12.5 | 20.5 | 10.4 | Yes | No | 4 | 700 | 900 | 150 | 350 | 2025-01-01
208106686 | AirEase | 4DHP2S24S-1P | D33C224S4-1P | 12.3 | 21.5 | 9.6 | Yes | Both | 3 | 600 | 800 | 150 | 350 | 2025-01-01
208106687 | AirEase | 4DHP2S12S-1P | DMD212S4-1P | 11.7 | 18.8 | 10.3 | Yes | Both | 4 | 700 | 900 | 150 | 350 | 2025-01-01
208106688 | AirEase | 4DHP2S18S-1P | DMD218S4-1P | 12.3 | 20 | 10.5 | Yes | No | 4 | 700 | 900 | 150 | 350 | 2025-01-01
208106689 | AirEase | 4DHP2S24S-1P | DMD224S4-1P | 12.3 | 19 | 11 | Yes | Both | 4 | 700 | 900 | 150 | 350 | 2025-01-01
208106701 | AirEase | 4DHP2S30S-1P | DWM230S4-1P | 11.4 | 20 | 9.2 | No | N/A | 3 | 600 | 800 | 150 | 350 | 2025-01-01
208106724 | AirEase | 4DHP2S12S-1L | DWM212S4-1L | 13 | 23.5 | 10 | No | N/A | 4 | 700 | 900 | 150 | 350 | 2025-01-01
208106725 | AirEase | 4DHPS209S-1P | DWM209S4-1P | 15 | 25.5 | 12.3 | Yes | Both | 4 | 700 | 900 | 150 | 350 | 2025-01-01
208106727 | AirEase | 4DHPS209S-1P | D22C109S4-1P | 13 | 20 | 10 | Yes | Both | 4 | 700 | 900 | 150 | 350 | 2025-01-01
208106728 | AirEase | 4DHPS209S-1P | DMD209S4-1P | 12.5 | 19.2 | 10.2 | Yes | Both | 4 | 700 | 900 | 150 | 350 | 2025-01-01
208106729 | AirEase | 4DHV2S09S-1L | DWH209S4-1L | 12.5 | 21.5 | 9.1 | Yes | Both | 3 | 600 | 800 | 150 | 350 | 2025-01-01
208106730 | AirEase | 4DHV2S12S-1L | DWH212S4-1L | 10.3 | 20.8 | 8.7 | No | N/A | 2 | 500 | 700 | 100 | 300 | 2025-01-01
208106731 | AirEase | 4DHV2S09S-1P | DWH209S4-1P | 12.6 | 21.7 | 9.4 | Yes | Both | 3 | 600 | 800 | 150 | 350 | 2025-01-01
208106732 | AirEase | 4DHV2S12S-1P | DWH212S4-1P | 10.8 | 21.4 | 9.2 | No | N/A | 3 | 600 | 800 | 150 | 350 | 2025-01-01
208106733 | AirEase | 4DHV2S18S-1P | DWH218S4-1P | 11 | 19.5 | 8.7 | No | N/A | 2 | 500 | 700 | 100 | 300 | 2025-01-01
208106734 | AirEase | 4DHV2S24S-1P | DWH224S4-1P | 9.5 | 18.5 | 8.6 | No | N/A | 2 | 500 | 700 | 100 | 300 | 2025-01-01
208106762 | AirEase | 4DHP2S36S-1P | D33C236S4-1P | 9.4 | 19.2 | 8.8 | No | N/A | 2 | 500 | 700 | 100 | 300 | 2025-01-01
208106763 | AirEase | 4DHP2S48S-1P | D33C248S4-1P | 9.5 | 18.5 | 9.8 | No | N/A | 3 | 600 | 800 | 150 | 350 | 2025-01-01
208106764 | AirEase | 4DHP2S36S-1P | DMD236S4-2P | 8.8 | 15.8 | 8.8 | No | N/A | 2 | 500 | 700 | 100 | 300 | 2025-01-01
208106766 | AirEase | 4DHPS209S-1P | DWM206S4-1P | 15.8 | 26.5 | 13.6 | Yes | Both | 4 | 700 | 900 | 150 | 350 | 2025-01-01
206551634 | AirEase | 4DHP1S48S-1P | D33C148S4-2P | 9.5 | 16.8 | 9 | No | N/A | 3 | 600 | 800 | 150 | 350 | 2025-01-01
206551637 | AirEase | 4DHP1S36S-1P | D33C136S4-2P | 9 | 17.5 | 9.3 | No | N/A | 3 | 600 | 800 | 150 | 350 | 2025-01-01
204462426 | AirEase | 4DHP1S12S-1L | DWM112S4-1L | 13 | 21.2 | 8.5 | Yes | No | 2 | 500 | 700 | 100 | 300 | 2025-01-01
204462427 | AirEase | 4DHP1S18S-1P | DWM118S4-1P | 13 | 20 | 8.3 | Yes | No | 1 | 400 | 600 | 100 | 300 | 2025-01-01
204462428 | AirEase | 4DHP1S24S-1P | DWM124S4-1P | 13.7 | 19.8 | 9.3 | Yes | No | 3 | 600 | 800 | 150 | 350 | 2025-01-01
204462429 | AirEase | 4DHP1S09S-1P | DMD209S4-1P | 12.1 | 18.7 | 9.8 | Yes | Both | 3 | 600 | 800 | 150 | 350 | 2025-01-01
204462430 | AirEase | 4DHP1S12S-1P | DMD212S4-1P | 11.7 | 19 | 10 | Yes | Both | 4 | 700 | 900 | 150 | 350 | 2025-01-01
204462431 | AirEase | 4DHP1S18S-1P | DMD218S4-1P | 11.7 | 18.5 | 9.2 | Yes | No | 3 | 600 | 800 | 150 | 350 | 2025-01-01
204462432 | AirEase | 4DHP1S24S-1P | DMD224S4-1P | 11.7 | 19 | 10 | Yes | Both | 4 | 700 | 900 | 150 | 350 | 2025-01-01
204462435 | AirEase | 4DHP1S18S-1P | D22C118S4-1P | 12.5 | 20 | 9.1 | Yes | No | 3 | 600 | 800 | 150 | 350 | 2025-01-01
204462452 | AirEase | 4DHP1S36S-1P | D33C136S4-1P | 9 | 17.5 | 9.3 | No | N/A | 3 | 600 | 800 | 150 | 350 | 2025-01-01
204462453 | AirEase | 4DHP1S48S-1P | D33C148S4-1P | 9.5 | 16.8 | 9 | No | N/A | 3 | 600 | 800 | 150 | 350 | 2025-01-01
203376781 | AirEase | 4DHV1S09S-1L | DWH109S4-1L | 11.5 | 18.9 | 8.1 | No | N/A | 1 | 400 | 600 | 100 | 300 | 2025-01-01
203376782 | AirEase | 4DHV1S12S-1L | DWH112S4-1L | 10.5 | 19 | 8.3 | No | N/A | 1 | 400 | 600 | 100 | 300 | 2025-01-01
203376783 | AirEase | 4DHV1S09S-1P | DWH109S4-1P | 11 | 18 | 9.1 | No | N/A | 3 | 600 | 800 | 150 | 350 | 2025-01-01
203376785 | AirEase | 4DHV1S18S-1P | DWH118S4-1P | 11 | 18.7 | 8.1 | No | N/A | 1 | 400 | 600 | 100 | 300 | 2025-01-01
203376755 | AirEase | 4DHP1S12S-1L | DWM112S4-2L | 13 | 21.2 | 8.5 | Yes | No | 2 | 500 | 700 | 100 | 300 | 2025-01-01
203376756 | AirEase | 4DHP1S09S-1P | DWM109S4-2P | 14.9 | 21.8 | 9.3 | Yes | Both | 3 | 600 | 800 | 150 | 350 | 2025-01-01
203376757 | AirEase | 4DHP1S12S-1P | DWM112S4-2P | 13.7 | 22.3 | 8.8 | Yes | Both | 2 | 500 | 700 | 100 | 300 | 2025-01-01
213279882 | AirEase | 4DHPS209S-1P | DWM206S4-*P | 15.8 | 26.5 | 13.6 | Yes | Both | 4 | 700 | 900 | 150 | 350 | 2025-01-01
211034467 | AirEase | 4DHP2S12S-1L | DWM212S4-*L | 12.8 | 23.5 | 10 | Yes | No | 4 | 700 | 900 | 150 | 350 | 2025-01-01
211034468 | AirEase | 4DHPS209S-1P | DWM209S4-*P | 15 | 25.5 | 11.9 | Yes | Both | 4 | 700 | 900 | 150 | 350 | 2025-01-01
211034469 | AirEase | 4DHP2S12S-1P | DWM212S4-*P | 13.7 | 24.6 | 10.7 | Yes | No | 4 | 700 | 900 | 150 | 350 | 2025-01-01
211034470 | AirEase | 4DHP2S18S-1P | DWM218S4-*P | 12.4 | 23.5 | 10.7 | Yes | No | 4 | 700 | 900 | 150 | 350 | 2025-01-01
211034471 | AirEase | 4DHP2S24S-1P | DWM224S4-*P | 14 | 22 | 9.9 | Yes | No | 3 | 600 | 800 | 150 | 350 | 2025-01-01
211034472 | AirEase | 4DHP2S30S-1P | DWM230S4-*P | 11.4 | 20 | 9.2 | No | N/A | 3 | 600 | 800 | 150 | 350 | 2025-01-01
211034475 | AirEase | 4DHPS209S-1P | DMD209S4-*P | 12.5 | 19.2 | 10 | Yes | Both | 4 | 700 | 900 | 150 | 350 | 2025-01-01
211034476 | AirEase | 4DHP2S12S-1P | DMD212S4-*P | 11.7 | 18.8 | 10.3 | Yes | Both | 4 | 700 | 900 | 150 | 350 | 2025-01-01
211034477 | AirEase | 4DHP2S18S-1P | DMD218S4-*P | 12.3 | 20 | 10.5 | Yes | No | 4 | 700 | 900 | 150 | 350 | 2025-01-01
211034478 | AirEase | 4DHP2S24S-1P | DMD224S4-*P | 12.3 | 19 | 11 | Yes | Both | 4 | 700 | 900 | 150 | 350 | 2025-01-01
211034479 | AirEase | 4DHP2S36S-1P | DMD236S4-*P | 8.8 | 15.8 | 8.8 | No | N/A | 2 | 500 | 700 | 100 | 300 | 2025-01-01
211034481 | AirEase | 4DHPS209S-1P | D22C109S4-*P | 13 | 20 | 10 | Yes | Both | 4 | 700 | 900 | 150 | 350 | 2025-01-01
211034482 | AirEase | 4DHP2S12S-1P | D22C112S4-*P | 13.9 | 22.7 | 9.9 | Yes | No | 3 | 600 | 800 | 150 | 350 | 2025-01-01
211034483 | AirEase | 4DHP2S18S-1P | D22C118S4-*P | 12.5 | 20.5 | 10.4 | Yes | No | 4 | 700 | 900 | 150 | 350 | 2025-01-01
211034484 | AirEase | 4DHP2S24S-1P | D33C224S4-*P | 12.3 | 21.5 | 9.6 | Yes | Both | 3 | 600 | 800 | 150 | 350 | 2025-01-01
211034485 | AirEase | 4DHP2S36S-1P | D33C236S4-*P | 9.4 | 19.2 | 8.7 | No | N/A | 2 | 500 | 700 | 100 | 300 | 2025-01-01
211034486 | AirEase | 4DHP2S48S-1P | D33C248S4-*P | 9.5 | 18.5 | 9.8 | No | N/A | 3 | 600 | 800 | 150 | 350 | 2025-01-01
211034487 | AirEase | 4DHV2S09S-1L | DWH209S4-*L | 12.5 | 21.5 | 9.1 | Yes | Both | 3 | 600 | 800 | 150 | 350 | 2025-01-01
211034488 | AirEase | 4DHV2S12S-1L | DWH212S4-*L | 10.3 | 20.8 | 8.7 | No | N/A | 2 | 500 | 700 | 100 | 300 | 2025-01-01
211034489 | AirEase | 4DHV2S09S-1P | DWH209S4-*P | 12.6 | 21.7 | 9.4 | Yes | Both | 3 | 600 | 800 | 150 | 350 | 2025-01-01
211034490 | AirEase | 4DHV2S12S-1P | DWH212S4-*P | 10.8 | 21.4 | 9.2 | No | N/A | 3 | 600 | 800 | 150 | 350 | 2025-01-01
211034491 | AirEase | 4DHV2S18S-1P | DWH218S4-*P | 10.8 | 19.5 | 8.7 | No | N/A | 2 | 500 | 700 | 100 | 300 | 2025-01-01
211034492 | AirEase | 4DHV2S24S-1P | DWH224S4-*P | 9.5 | 18.5 | 8.6 | No | N/A | 2 | 500 | 700 | 100 | 300 | 2025-01-01
215746287 | AireForce | DXH24FMK3IH |  | 12 | 18 | 8.1 | Yes | Both | 1 | 400 | 600 | 100 | 300 | 2025-01-01
215746288 | AireForce | DXH30FMK3IH |  | 12 | 18 | 8.1 | Yes | Both | 1 | 400 | 600 | 100 | 300 | 2025-01-01
215746289 | AireForce | DXH36FMK3IH |  | 11.7 | 18 | 8.1 | Yes | Both | 1 | 400 | 600 | 100 | 300 | 2025-01-01
215746290 | AireForce | DXH42FMK3IH |  | 12 | 18 | 8.1 | Yes | Both | 1 | 400 | 600 | 100 | 300 | 2025-01-01
215746285 | AireForce | DXH18FMK3IH |  | 11.7 | 18 | 8.1 | Yes | Both | 1 | 400 | 600 | 100 | 300 | 2025-01-01
202575895 | AireForce | GXH42(12.3)FMK4DH |  | 10.4 | 21 | 8.6 | No | N/A | 2 | 500 | 700 | 100 | 300 | 2025-01-01
215746280 | AireForce | DXH18FMK3IH |  | 12 | 21 | 10 | Yes | Both | 4 | 700 | 900 | 150 | 350 | 2025-01-01
215746281 | AireForce | DXH24FMK3IH |  | 13.3 | 21 | 10 | Yes | Both | 4 | 700 | 900 | 150 | 350 | 2025-01-01
215746282 | AireForce | DXH30FMK3IH |  | 13.6 | 21 | 10 | Yes | Both | 4 | 700 | 900 | 150 | 350 | 2025-01-01
215746283 | AireForce | DXH36FMK3IH |  | 12 | 21 | 10 | Yes | Both | 4 | 700 | 900 | 150 | 350 | 2025-01-01
215746284 | AireForce | DXH42FMK3IH |  | 13 | 21 | 10 | Yes | Both | 4 | 700 | 900 | 150 | 350 | 2025-01-01
211635193 | AireForce | GXH24(7.0)FMK4DH-1 |  | 12.5 | 21 | 10 | Yes | No | 4 | 700 | 900 | 150 | 350 | 2025-01-01
211635194 | AireForce | GXH30(8.8)FMK4DH-1 |  | 12.5 | 21 | 10 | Yes | No | 4 | 700 | 900 | 150 | 350 | 2025-01-01
211635195 | AireForce | GXH36(10.6)FMK4DH-1 |  | 12 | 21 | 10 | Yes | No | 4 | 700 | 900 | 150 | 350 | 2025-01-01
211635196 | AireForce | GXH42(12.3)FMK4DH-1 |  | 12 | 21 | 10 | Yes | No | 4 | 700 | 900 | 150 | 350 | 2025-01-01
211635192 | AireForce | GXH18(5.3)FMK4DH-1 |  | 12 | 21 | 10 | Yes | Both | 4 | 700 | 900 | 150 | 350 | 2025-01-01
211635205 | AireForce | GXH36(10.6)FMK4DH-1 |  | 11.5 | 18.5 | 9 | No | N/A | 3 | 600 | 800 | 150 | 350 | 2025-01-01
211635206 | AireForce | GXH42(12.3)FMK4DH-1 |  | 11.5 | 18.5 | 9 | No | N/A | 3 | 600 | 800 | 150 | 350 | 2025-01-01
215746286 | AireForce | DXH18FMK3IH |  | 11.8 | 19 | 9 | Yes | Both | 3 | 600 | 800 | 150 | 350 | 2025-01-01
215746291 | AireForce | DXH24FMK3IH |  | 12.2 | 19 | 9 | Yes | Both | 3 | 600 | 800 | 150 | 350 | 2025-01-01
215746292 | AireForce | DXH30FMK3IH |  | 12.2 | 19 | 9 | Yes | Both | 3 | 600 | 800 | 150 | 350 | 2025-01-01
215746293 | AireForce | DXH36FMK3IH |  | 11.8 | 19 | 9 | Yes | Both | 3 | 600 | 800 | 150 | 350 | 2025-01-01
215746294 | AireForce | DXH42FMK3IH |  | 12.2 | 19 | 9 | Yes | Both | 3 | 600 | 800 | 150 | 350 | 2025-01-01
211635202 | AireForce | GXH18(5.3)FMK4DH-1 |  | 11.5 | 18.5 | 9 | No | N/A | 3 | 600 | 800 | 150 | 350 | 2025-01-01
211635203 | AireForce | GXH24(7.0)FMK4DH-1 |  | 11.75 | 18.5 | 9 | No | N/A | 3 | 600 | 800 | 150 | 350 | 2025-01-01
211635204 | AireForce | GXH30(8.8)FMK4DH-1 |  | 11.75 | 18.5 | 9 | No | N/A | 3 | 600 | 800 | 150 | 350 | 2025-01-01
202534235 | AireForce | GXH09(2.6)LSA4DH | GHH09(2.6)LUA4DH | 13 | 23 | 9.4 | No | N/A | 3 | 600 | 800 | 150 | 350 | 2025-01-01
202534236 | AireForce | GXH09(2.6)LSK4DH | GHH09(2.6)LUK4DH | 14 | 23 | 8.5 | No | N/A | 2 | 500 | 700 | 100 | 300 | 2025-01-01
202534238 | AireForce | GXH12(3.5)LSA4DH | GHH12(3.5)LUA4DH | 12 | 21.5 | 8.2 | No | N/A | 1 | 400 | 600 | 100 | 300 | 2025-01-01
202534239 | AireForce | GXH12(3.5)LSK4DH | GHH12(3.5)LUK4DH | 12 | 21.5 | 8.5 | No | N/A | 2 | 500 | 700 | 100 | 300 | 2025-01-01
202534240 | AireForce | GXH18(5.3)LSK4DH | GHH18(5.3)LUK4DH | 12.5 | 20 | 8.5 | No | N/A | 2 | 500 | 700 | 100 | 300 | 2025-01-01
202534242 | AireForce | GXH24(7.0)LSK4DH | GHH24(7.0)LUK4DH | 12.5 | 20 | 8.5 | No | N/A | 2 | 500 | 700 | 100 | 300 | 2025-01-01
212925552 | AireForce | GXH12(3.5)LSK4DH2 | GKH12(3.5)FMK4DH1 | 12.5 | 24 | 8.5 | No | N/A | 2 | 500 | 700 | 100 | 300 | 2025-01-01
212925555 | AireForce | GXH18(5.3)LSK4DH2 | GKH18(5.3)FMK4DH1 | 10.05 | 19 | 8.5 | No | N/A | 2 | 500 | 700 | 100 | 300 | 2025-01-01
212925558 | AireForce | GXH24(7.0)LSK4DH2 | GKH24(7.0)FMK4DH1 | 11.9 | 21 | 9.5 | No | N/A | 3 | 600 | 800 | 150 | 350 | 2025-01-01
212925561 | AireForce | GXH12(3.5)LSA4DL2 | GHH12(3.5)LSA4DL2 | 8.7 | 16.5 | 8.5 | No | N/A | 2 | 500 | 700 | 100 | 300 | 2025-01-01
212925562 | AireForce | GXH09(2.6)LSA4DL2 | GHH09(2.6)LSA4DL2 | 10.7 | 18 | 8.5 | No | N/A | 2 | 500 | 700 | 100 | 300 | 2025-01-01
216011797 | AireForce | DXH09PSK3IH | DKH09FMK3IH | 15 | 24 | 9.2 | Yes | Both | 3 | 600 | 800 | 150 | 350 | 2025-01-01
216011798 | AireForce | DXH12PSK3IH | DKH12FMK3IH | 13 | 23 | 9 | Yes | Both | 3 | 600 | 800 | 150 | 350 | 2025-01-01
216011799 | AireForce | DXH24PSK3IH | DKH24FMK3IH | 11.6 | 22.5 | 9 | No | N/A | 3 | 600 | 800 | 150 | 350 | 2025-01-01
216011800 | AireForce | DXH18PSK3IH | DKH18FMK3IH | 10.9 | 21 | 9 | No | N/A | 3 | 600 | 800 | 150 | 350 | 2025-01-01
216011721 | AireForce | DXH09ESK3IL | DHH09ESK3IL | 12.5 | 20.5 | 8.8 | No | N/A | 2 | 500 | 700 | 100 | 300 | 2025-01-01
216011722 | AireForce | DXH09ESA3IL | DHH09ESA3IL | 11.9 | 20.5 | 8.8 | No | N/A | 2 | 500 | 700 | 100 | 300 | 2025-01-01
216011723 | AireForce | DXH36ESK3IL | DHH36ESK3IL | 10.6 | 21 | 8.5 | Yes | Yes | 2 | 500 | 700 | 100 | 300 | 2025-01-01
216011724 | AireForce | DXH24ESK3IL | DHH24ESK3IL | 11.9 | 19 | 8.5 | No | N/A | 2 | 500 | 700 | 100 | 300 | 2025-01-01
216011725 | AireForce | DXH12ESK3IL | DHH12ESK3IL | 9.75 | 19 | 8.5 | No | N/A | 2 | 500 | 700 | 100 | 300 | 2025-01-01
216011726 | AireForce | DXH12ESA3IL | DHH12ESA3IL | 9.3 | 19 | 8.5 | No | N/A | 2 | 500 | 700 | 100 | 300 | 2025-01-01
216011727 | AireForce | DXH09PSK3IH | DHH09PUK3IH | 15 | 26 | 10.4 | Yes | Both | 4 | 700 | 900 | 150 | 350 | 2025-01-01
216011728 | AireForce | DXH18ESK3IL | DHH18ESK3IL | 12.35 | 20 | 8.5 | No | N/A | 2 | 500 | 700 | 100 | 300 | 2025-01-01
216011729 | AireForce | DXH12PSK3IH | DHH12PUK3IH | 13 | 24.5 | 9.5 | Yes | Both | 3 | 600 | 800 | 150 | 350 | 2025-01-01
216011730 | AireForce | DXH30ESK3IL | DHH30ESK3IL | 10.9 | 22 | 9 | No | N/A | 3 | 600 | 800 | 150 | 350 | 2025-01-01
216011731 | AireForce | DXH24PSK3IH | DHH24PUK3IH | 13.65 | 26 | 10 | Yes | Both | 4 | 700 | 900 | 150 | 350 | 2025-01-01
216011732 | AireForce | DXH18PSK3IH | DHH18PUK3IH | 13.65 | 24.5 | 9 | Yes | Both | 3 | 600 | 800 | 150 | 350 | 2025-01-01
211635182 | AireForce | GXH09(2.6)LSK4DL2 | GHH09(2.6)LSK4DL2 | 10.2 | 17.5 | 8.4 | No | N/A | 1 | 400 | 600 | 100 | 300 | 2025-01-01
211635183 | AireForce | GXH12(3.5)LSK4DL2 | GHH12(3.5)LSK4DL2 | 8.7 | 16.5 | 8.5 | No | N/A | 2 | 500 | 700 | 100 | 300 | 2025-01-01
211635184 | AireForce | GXH18(5.3)LSK4DL2 | GHH18(5.3)LSK4DL2 | 9.55 | 16 | 8.2 | No | N/A | 1 | 400 | 600 | 100 | 300 | 2025-01-01
211635185 | AireForce | GXH24(7.0)LSK4DL2 | GHH24(7.0)LSK4DL2 | 11.6 | 18 | 8.5 | No | N/A | 2 | 500 | 700 | 100 | 300 | 2025-01-01
211635186 | AireForce | GXH09(2.6)LSK4DH2 | GHH09(2.6)LUK4DH2 | 14.7 | 25.5 | 10.2 | No | N/A | 4 | 700 | 900 | 150 | 350 | 2025-01-01
211635187 | AireForce | GXH12(3.5)LSK4DH2 | GHH12(3.5)LUK4DH2 | 12.5 | 24 | 9 | Yes | Yes | 3 | 600 | 800 | 150 | 350 | 2025-01-01
211635188 | AireForce | GXH18(5.3)LSK4DH2 | GHH18(5.3)LUK4DH2 | 12.5 | 23 | 8.5 | No | N/A | 2 | 500 | 700 | 100 | 300 | 2025-01-01
211635189 | AireForce | GXH24(7.0)LSK4DH2 | GHH24(7.0)LUK4DH2 | 13.1 | 24.5 | 9.5 | Yes | No | 3 | 600 | 800 | 150 | 350 | 2025-01-01
211635190 | AireForce | GXH30(8.8)LSK4DH2 | GHH30(8.8)LUK4DH2 | 11.25 | 20 | 8.5 | No | N/A | 2 | 500 | 700 | 100 | 300 | 2025-01-01
211635191 | AireForce | GXH36(10.6)LSK4DH2 | GHH36(10.6)LUK4DH2 | 10.5 | 20 | 8.5 | No | N/A | 2 | 500 | 700 | 100 | 300 | 2025-01-01
208119673 | Airlux | AM2M18O/2022 |  | 12 | 19 | 9.8 | No | N/A | 3 | 600 | 800 | 150 | 350 | 2025-01-01
208119676 | Airlux | AM3M27O/2022 |  | 11.7 | 21 | 9.2 | No | N/A | 3 | 600 | 800 | 150 | 350 | 2025-01-01
208119679 | Airlux | AM4M36O/2022 |  | 11 | 20 | 9.2 | No | N/A | 3 | 600 | 800 | 150 | 350 | 2025-01-01
213199195 | Airlux | AM5M48O/2022 |  | 10.8 | 20.5 | 9.7 | No | N/A | 3 | 600 | 800 | 150 | 350 | 2025-01-01
213199194 | Airlux | AM5M48O/2022 |  | 11 | 21.1 | 9.5 | No | N/A | 3 | 600 | 800 | 150 | 350 | 2025-01-01
208119678 | Airlux | AM4M36O/2022 |  | 10.6 | 23.1 | 9.6 | No | N/A | 3 | 600 | 800 | 150 | 350 | 2025-01-01
208119672 | Airlux | AM2M18O/2022 |  | 12.5 | 21 | 10.2 | No | N/A | 4 | 700 | 900 | 150 | 350 | 2025-01-01
208119675 | Airlux | AM3M27O/2022 |  | 12.2 | 23.5 | 9.2 | No | N/A | 3 | 600 | 800 | 150 | 350 | 2025-01-01
206362049 | Airlux | AM3M27O |  | 12 | 22 | 8.9 | No | N/A | 2 | 500 | 700 | 100 | 300 | 2025-01-01
202349829 | Airlux | AM2M18O |  | 11.7 | 20.5 | 8.9 | No | N/A | 2 | 500 | 700 | 100 | 300 | 2025-01-01
202326846 | Airlux | AM4M36O |  | 10.8 | 22.5 | 9.2 | No | N/A | 3 | 600 | 800 | 150 | 350 | 2025-01-01
202326847 | Airlux | AM5M48O |  | 11.6 | 21.5 | 8.7 | No | N/A | 2 | 500 | 700 | 100 | 300 | 2025-01-01
208119674 | Airlux | AM2M18O/2022 |  | 12.25 | 20 | 10 | No | N/A | 4 | 700 | 900 | 150 | 350 | 2025-01-01
208119677 | Airlux | AM3M27O/2022 |  | 11.95 | 22.25 | 9.2 | No | N/A | 3 | 600 | 800 | 150 | 350 | 2025-01-01
208119680 | Airlux | AM4M36O/2022 |  | 10.8 | 21.55 | 9.4 | No | N/A | 3 | 600 | 800 | 150 | 350 | 2025-01-01
213199196 | Airlux | AM5M48O/2022 |  | 10.9 | 20.8 | 9.6 | No | N/A | 3 | 600 | 800 | 150 | 350 | 2025-01-01
208119661 | Airlux | ASZ09O/2022 | AMM09I/2022 | 14 | 24 | 11.4 | No | N/A | 4 | 700 | 900 | 150 | 350 | 2025-01-01
208119662 | Airlux | ASZ12O/2022 | AMM12I/2022 | 12.5 | 23.1 | 9.3 | No | N/A | 3 | 600 | 800 | 150 | 350 | 2025-01-01
208119663 | Airlux | ASZ18O/2022 | AMM18I/2022 | 13.5 | 23.7 | 10.3 | No | N/A | 4 | 700 | 900 | 150 | 350 | 2025-01-01
208119664 | Airlux | ASZ24O/2022 | AMM24I/2022 | 12.5 | 21 | 9 | No | N/A | 3 | 600 | 800 | 150 | 350 | 2025-01-01
208119665 | Airlux | ASZ09O/2022 | AMD09I | 12.5 | 19.2 | 10.2 | No | N/A | 4 | 700 | 900 | 150 | 350 | 2025-01-01
208119666 | Airlux | ASZ12O/2022 | AMD12I | 11.7 | 19 | 10.3 | No | N/A | 4 | 700 | 900 | 150 | 350 | 2025-01-01
208119667 | Airlux | ASZ18O/2022 | AMD18I | 12.5 | 20 | 10.6 | No | N/A | 4 | 700 | 900 | 150 | 350 | 2025-01-01
208119668 | Airlux | ASZ24O/2022 | AMD24I | 12.5 | 19 | 11.2 | No | N/A | 4 | 700 | 900 | 150 | 350 | 2025-01-01
208119669 | Airlux | ASZ36O/2022 | AMD36I | 8.8 | 15.8 | 8.8 | No | N/A | 2 | 500 | 700 | 100 | 300 | 2025-01-01
208119670 | Airlux | ASZ09O115/2022 | ASZ09I115/2022 | 14 | 24 | 9.6 | No | N/A | 3 | 600 | 800 | 150 | 350 | 2025-01-01
208119671 | Airlux | ASZ12O115/2022 | ASZ12I115/2022 | 12.5 | 22.7 | 10 | No | N/A | 4 | 700 | 900 | 150 | 350 | 2025-01-01
203401043 | Airlux | ASZ24O | AMD24I | 11.7 | 19 | 10 | No | N/A | 4 | 700 | 900 | 150 | 350 | 2025-01-01
203401044 | Airlux | ASZ18O | AMD18I | 11.7 | 18.5 | 9.2 | No | N/A | 3 | 600 | 800 | 150 | 350 | 2025-01-01
203401045 | Airlux | ASZ12O | AMD12I | 11.7 | 19 | 10 | No | N/A | 4 | 700 | 900 | 150 | 350 | 2025-01-01
203401047 | Airlux | ASZ18O | AMM18I | 13 | 19.9 | 8.1 | No | N/A | 1 | 400 | 600 | 100 | 300 | 2025-01-01
203401049 | Airlux | ASZ12O | AMM12I | 13 | 21.3 | 8.4 | No | N/A | 1 | 400 | 600 | 100 | 300 | 2025-01-01
215357569 | AIRQUEST | D5CMHAH18CAK |  | 13 | 20 | 10 | Yes | Both | 4 | 700 | 900 | 150 | 350 | 2025-01-01
215357572 | AIRQUEST | D5CMHAH24DAK |  | 13 | 20 | 9.5 | Yes | Both | 3 | 600 | 800 | 150 | 350 | 2025-01-01
215357578 | AIRQUEST | D5CMHAH30EAK |  | 12.5 | 19.5 | 10.5 | Yes | Both | 4 | 700 | 900 | 150 | 350 | 2025-01-01
215357581 | AIRQUEST | D5CMHAH36EAK |  | 12 | 19.5 | 10.5 | Yes | Both | 4 | 700 | 900 | 150 | 350 | 2025-01-01
215357584 | AIRQUEST | D5CMHAH48FAK |  | 11.7 | 20.5 | 11 | Yes | Both | 4 | 700 | 900 | 150 | 350 | 2025-01-01
215357587 | AIRQUEST | D5CMHAH55FAK |  | 11.7 | 20.2 | 10.7 | Yes | Both | 4 | 700 | 900 | 150 | 350 | 2025-01-01
215357590 | AIRQUEST | D5CMRAH18CAK |  | 12 | 20 | 10 | Yes | Both | 4 | 700 | 900 | 150 | 350 | 2025-01-01
215357593 | AIRQUEST | D5CMRAH24DAK |  | 12.5 | 21 | 9.5 | Yes | Both | 3 | 600 | 800 | 150 | 350 | 2025-01-01
215357599 | AIRQUEST | D5CMRAH30EAK |  | 12 | 21 | 9.5 | Yes | Both | 3 | 600 | 800 | 150 | 350 | 2025-01-01
215357602 | AIRQUEST | D5CMRAH36EAK |  | 11.7 | 20 | 9.2 | Yes | Both | 3 | 600 | 800 | 150 | 350 | 2025-01-01
215357605 | AIRQUEST | D5CMRAH48FAK |  | 12 | 20.5 | 10.6 | Yes | Both | 4 | 700 | 900 | 150 | 350 | 2025-01-01
215357608 | AIRQUEST | D5CMRAH55FAK |  | 10 | 18 | 9.3 | No | N/A | 3 | 600 | 800 | 150 | 350 | 2025-01-01
203966603 | AIRQUEST | DLCMRAH18BAK |  | 11.7 | 18.3 | 9 | Yes | No | 3 | 600 | 800 | 150 | 350 | 2025-01-01
203966605 | AIRQUEST | DLCMRAH27CAK |  | 11 | 20 | 8.5 | No | N/A | 2 | 500 | 700 | 100 | 300 | 2025-01-01
203966608 | AIRQUEST | DLCMRAH36DAK |  | 10 | 18.5 | 8.7 | No | N/A | 2 | 500 | 700 | 100 | 300 | 2025-01-01
203966611 | AIRQUEST | DLCMRAH48EAK |  | 10.1 | 18.3 | 9.6 | No | N/A | 3 | 600 | 800 | 150 | 350 | 2025-01-01
207643177 | AIRQUEST | DLCMRBH18BAK |  | 12 | 19 | 9.8 | Yes | Both | 3 | 600 | 800 | 150 | 350 | 2025-01-01
207643195 | AIRQUEST | DLCMRBH48EAK |  | 10.8 | 20.5 | 9.7 | No | N/A | 3 | 600 | 800 | 150 | 350 | 2025-01-01
207643180 | AIRQUEST | DLCMHBH24CAK |  | 12.5 | 21.3 | 9.7 | Yes | Both | 3 | 600 | 800 | 150 | 350 | 2025-01-01
207643183 | AIRQUEST | DLCMHBH30DAK |  | 12 | 20 | 9.2 | Yes | No | 3 | 600 | 800 | 150 | 350 | 2025-01-01
207643185 | AIRQUEST | DLCMRBH36DAK |  | 11 | 20 | 9.2 | No | N/A | 3 | 600 | 800 | 150 | 350 | 2025-01-01
207643189 | AIRQUEST | DLCMHBH48EAK |  | 11.7 | 20.9 | 9 | Yes | Both | 3 | 600 | 800 | 150 | 350 | 2025-01-01
207643192 | AIRQUEST | DLCMHBH36DAK |  | 11.7 | 19 | 10 | Yes | No | 4 | 700 | 900 | 150 | 350 | 2025-01-01
207643194 | AIRQUEST | DLCMRBH48EAK |  | 11 | 21.1 | 9.5 | No | N/A | 3 | 600 | 800 | 150 | 350 | 2025-01-01
207643188 | AIRQUEST | DLCMHBH48EAK |  | 11 | 21.2 | 10 | Yes | Both | 4 | 700 | 900 | 150 | 350 | 2025-01-01
207643191 | AIRQUEST | DLCMHBH36DAK |  | 12.5 | 20 | 9.7 | Yes | Both | 3 | 600 | 800 | 150 | 350 | 2025-01-01
207643186 | AIRQUEST | DLCMRBH36DAK |  | 10.6 | 23.1 | 9.6 | No | N/A | 3 | 600 | 800 | 150 | 350 | 2025-01-01
207643179 | AIRQUEST | DLCMHBH24CAK |  | 12.5 | 22.3 | 9.6 | Yes | Both | 3 | 600 | 800 | 150 | 350 | 2025-01-01
207643182 | AIRQUEST | DLCMHBH30DAK |  | 12 | 22.4 | 9.5 | Yes | No | 3 | 600 | 800 | 150 | 350 | 2025-01-01
207643176 | AIRQUEST | DLCMRBH18BAK |  | 12.5 | 21 | 10.2 | Yes | No | 4 | 700 | 900 | 150 | 350 | 2025-01-01
203966617 | AIRQUEST | DLCMRAH27CAK |  | 11.5 | 22 | 9.6 | Yes | Both | 3 | 600 | 800 | 150 | 350 | 2025-01-01
203966607 | AIRQUEST | DLCMRAH36DAK |  | 10.5 | 21.4 | 8.6 | Yes | Yes | 2 | 500 | 700 | 100 | 300 | 2025-01-01
203966610 | AIRQUEST | DLCMRAH48EAK |  | 11 | 20.5 | 8.8 | No | N/A | 2 | 500 | 700 | 100 | 300 | 2025-01-01
203966602 | AIRQUEST | DLCMRAH18BAK |  | 11.7 | 20.5 | 8.7 | Yes | No | 2 | 500 | 700 | 100 | 300 | 2025-01-01
216765639 | AIRQUEST | D5CMTAH18CAK |  | 11.7 | 18.5 | 9.2 | Yes | Both | 3 | 600 | 800 | 150 | 350 | 2025-01-01
216765640 | AIRQUEST | D5CMTAH27DAK |  | 10.5 | 18.5 | 8.5 | Yes | Yes | 2 | 500 | 700 | 100 | 300 | 2025-01-01
216765641 | AIRQUEST | D5CMTAH36EAK |  | 9.5 | 18.8 | 8.5 | Yes | Yes | 2 | 500 | 700 | 100 | 300 | 2025-01-01
216765642 | AIRQUEST | D5CMTAH48FAK |  | 10 | 18.7 | 9.5 | Yes | Yes | 3 | 600 | 800 | 150 | 350 | 2025-01-01
215357607 | AIRQUEST | D5CMRAH55FAK |  | 10 | 22 | 9.6 | No | N/A | 3 | 600 | 800 | 150 | 350 | 2025-01-01
215357601 | AIRQUEST | D5CMRAH36EAK |  | 12 | 24 | 9.5 | Yes | Both | 3 | 600 | 800 | 150 | 350 | 2025-01-01
215357604 | AIRQUEST | D5CMRAH48FAK |  | 12.5 | 24 | 10.4 | Yes | Both | 4 | 700 | 900 | 150 | 350 | 2025-01-01
215357592 | AIRQUEST | D5CMRAH24DAK |  | 13.5 | 25 | 9.5 | Yes | Both | 3 | 600 | 800 | 150 | 350 | 2025-01-01
215357598 | AIRQUEST | D5CMRAH30EAK |  | 13 | 25 | 10 | Yes | Both | 4 | 700 | 900 | 150 | 350 | 2025-01-01
215357586 | AIRQUEST | D5CMHAH55FAK |  | 12 | 22.3 | 10.5 | Yes | Both | 4 | 700 | 900 | 150 | 350 | 2025-01-01
215357589 | AIRQUEST | D5CMRAH18CAK |  | 14 | 25.2 | 9.8 | Yes | Both | 3 | 600 | 800 | 150 | 350 | 2025-01-01
215357580 | AIRQUEST | D5CMHAH36EAK |  | 13.1 | 23.1 | 10.7 | Yes | Both | 4 | 700 | 900 | 150 | 350 | 2025-01-01
215357583 | AIRQUEST | D5CMHAH48FAK |  | 12 | 23 | 11.3 | Yes | Both | 4 | 700 | 900 | 150 | 350 | 2025-01-01
215357571 | AIRQUEST | D5CMHAH24DAK |  | 13 | 24 | 10 | Yes | Both | 4 | 700 | 900 | 150 | 350 | 2025-01-01
215357577 | AIRQUEST | D5CMHAH30EAK |  | 13.2 | 24 | 10.7 | Yes | Both | 4 | 700 | 900 | 150 | 350 | 2025-01-01
215357568 | AIRQUEST | D5CMHAH18CAK |  | 15 | 25 | 10.5 | Yes | Both | 4 | 700 | 900 | 150 | 350 | 2025-01-01
213363490 | AIRQUEST | DLCMTAH48EAK |  | 10 | 18.7 | 8.8 | Yes | Yes | 2 | 500 | 700 | 100 | 300 | 2025-01-01
213363493 | AIRQUEST | DLCMTAH27CAK |  | 11.5 | 20 | 8.5 | No | N/A | 2 | 500 | 700 | 100 | 300 | 2025-01-01
213363496 | AIRQUEST | DLCMTAH18BAK |  | 11.5 | 18 | 8.7 | Yes | Both | 2 | 500 | 700 | 100 | 300 | 2025-01-01
213363499 | AIRQUEST | DLCMTAH36DAK |  | 10 | 20 | 8.5 | No | N/A | 2 | 500 | 700 | 100 | 300 | 2025-01-01
215357579 | AIRQUEST | D5CMHAH30EAK |  | 12.85 | 21.75 | 10.6 | Yes | Both | 4 | 700 | 900 | 150 | 350 | 2025-01-01
215357573 | AIRQUEST | D5CMHAH24DAK |  | 13 | 22 | 9.75 | Yes | Both | 3 | 600 | 800 | 150 | 350 | 2025-01-01
215357570 | AIRQUEST | D5CMHAH18CAK |  | 14 | 22.5 | 10.25 | Yes | Both | 4 | 700 | 900 | 150 | 350 | 2025-01-01
215357582 | AIRQUEST | D5CMHAH36EAK |  | 12.55 | 21.3 | 10.6 | Yes | Both | 4 | 700 | 900 | 150 | 350 | 2025-01-01
215357588 | AIRQUEST | D5CMHAH55FAK |  | 11.85 | 21.25 | 10.6 | Yes | Both | 4 | 700 | 900 | 150 | 350 | 2025-01-01
215357585 | AIRQUEST | D5CMHAH48FAK |  | 11.85 | 21.75 | 11.15 | Yes | Both | 4 | 700 | 900 | 150 | 350 | 2025-01-01
215357591 | AIRQUEST | D5CMRAH18CAK |  | 13 | 22.6 | 9.9 | Yes | Both | 3 | 600 | 800 | 150 | 350 | 2025-01-01
215357594 | AIRQUEST | D5CMRAH24DAK |  | 13 | 23 | 9.5 | Yes | Both | 3 | 600 | 800 | 150 | 350 | 2025-01-01
215357606 | AIRQUEST | D5CMRAH48FAK |  | 12.25 | 22.5 | 10.5 | Yes | Both | 4 | 700 | 900 | 150 | 350 | 2025-01-01
215357603 | AIRQUEST | D5CMRAH36EAK |  | 11.85 | 22 | 9.35 | Yes | Both | 3 | 600 | 800 | 150 | 350 | 2025-01-01
215357600 | AIRQUEST | D5CMRAH30EAK |  | 12.5 | 23 | 9.75 | Yes | Both | 3 | 600 | 800 | 150 | 350 | 2025-01-01
215357609 | AIRQUEST | D5CMRAH55FAK |  | 10 | 20 | 9.45 | No | N/A | 3 | 600 | 800 | 150 | 350 | 2025-01-01
203966604 | AIRQUEST | DLCMRAH18BAK |  | 11.7 | 19.4 | 8.85 | Yes | No | 2 | 500 | 700 | 100 | 300 | 2025-01-01
203966612 | AIRQUEST | DLCMRAH48EAK |  | 10.55 | 19.4 | 9.2 | No | N/A | 3 | 600 | 800 | 150 | 350 | 2025-01-01
203966609 | AIRQUEST | DLCMRAH36DAK |  | 10.25 | 19.95 | 8.65 | No | N/A | 2 | 500 | 700 | 100 | 300 | 2025-01-01
203966606 | AIRQUEST | DLCMRAH27CAK |  | 11.25 | 21 | 9.05 | No | N/A | 3 | 600 | 800 | 150 | 350 | 2025-01-01
207643178 | AIRQUEST | DLCMRBH18BAK |  | 12.25 | 20 | 10 | Yes | No | 4 | 700 | 900 | 150 | 350 | 2025-01-01
207643181 | AIRQUEST | DLCMHBH24CAK |  | 12.5 | 21.8 | 9.65 | Yes | Both | 3 | 600 | 800 | 150 | 350 | 2025-01-01
207643187 | AIRQUEST | DLCMRBH36DAK |  | 10.8 | 21.55 | 9.4 | No | N/A | 3 | 600 | 800 | 150 | 350 | 2025-01-01
207643184 | AIRQUEST | DLCMHBH30DAK |  | 12 | 21.2 | 9.35 | Yes | No | 3 | 600 | 800 | 150 | 350 | 2025-01-01
207643190 | AIRQUEST | DLCMHBH48EAK |  | 11.35 | 21.05 | 9.4 | Yes | Both | 3 | 600 | 800 | 150 | 350 | 2025-01-01
207643193 | AIRQUEST | DLCMHBH36DAK |  | 12.1 | 19.5 | 9.85 | Yes | Both | 3 | 600 | 800 | 150 | 350 | 2025-01-01
207643196 | AIRQUEST | DLCMRBH48EAK |  | 10.9 | 20.8 | 9.6 | No | N/A | 3 | 600 | 800 | 150 | 350 | 2025-01-01
209270283 | AIRQUEST | DLCSRBH09AAK | DLFCCAH09XAK | 13 | 24 | 12.4 | Yes | Both | 4 | 700 | 900 | 150 | 350 | 2025-01-01
209270284 | AIRQUEST | DLCSRBH18AAK | DLFCCAH18XAK | 12.5 | 19.8 | 11.2 | Yes | Both | 4 | 700 | 900 | 150 | 350 | 2025-01-01
212521275 | AIRQUEST | DLCPRAH09AAK | DLFPHBH09XAK | 12.1 | 19.5 | 12.1 | Yes | No | 4 | 700 | 900 | 150 | 350 | 2025-01-01
212521276 | AIRQUEST | DLCPRAH12AAK | DLFPHBH12XAK | 11 | 18.2 | 10 | Yes | Both | 4 | 700 | 900 | 150 | 350 | 2025-01-01
212521293 | AIRQUEST | DLCPRAH18AAK | DLFPHBH18XAK | 12.4 | 24.1 | 12 | Yes | Both | 4 | 700 | 900 | 150 | 350 | 2025-01-01
208447686 | AIRQUEST | DLCSRBH12AAK | DLFSHCH12XAK | 14 | 25.5 | 10.4 | Yes | Both | 4 | 700 | 900 | 150 | 350 | 2025-01-01
208447687 | AIRQUEST | DLCSRBH24AAK | DLFSHCH24XAK | 13 | 21.5 | 11.4 | Yes | Both | 4 | 700 | 900 | 150 | 350 | 2025-01-01
208447689 | AIRQUEST | DLCSRBH09AAK | DLFSHCH09XAK | 16.2 | 28.1 | 11.5 | Yes | Both | 4 | 700 | 900 | 150 | 350 | 2025-01-01
208447690 | AIRQUEST | DLCSRBH30AAK | DLFSHCH30XAK | 11.5 | 20.1 | 9 | No | N/A | 3 | 600 | 800 | 150 | 350 | 2025-01-01
208447691 | AIRQUEST | DLCSRBH18AAK | DLFSHCH18XAK | 12.5 | 21.5 | 11.3 | Yes | Both | 4 | 700 | 900 | 150 | 350 | 2025-01-01
208447692 | AIRQUEST | DLCSRBH12AAJ | DLFSHCH12XAJ | 13 | 23.5 | 10 | Yes | No | 4 | 700 | 900 | 150 | 350 | 2025-01-01
208447693 | AIRQUEST | DLCSRBH06AAK | DLFSHCH06XAK | 15.8 | 26.5 | 13.6 | Yes | Both | 4 | 700 | 900 | 150 | 350 | 2025-01-01
208447766 | AIRQUEST | DLCERBH12AAJ | DLFEHBH12XAJ | 10.3 | 20.8 | 8.7 | No | N/A | 2 | 500 | 700 | 100 | 300 | 2025-01-01
208447767 | AIRQUEST | DLCERBH09AAJ | DLFEHBH09XAJ | 12.5 | 21.5 | 9.1 | Yes | Both | 3 | 600 | 800 | 150 | 350 | 2025-01-01
208447769 | AIRQUEST | DLCERBH18AAK | DLFEHBH18XAK | 11 | 19.5 | 8.7 | No | N/A | 2 | 500 | 700 | 100 | 300 | 2025-01-01
208447770 | AIRQUEST | DLCERBH30AAK | DLFEHBH30XAK | 12.2 | 21 | 8.7 | Yes | No | 2 | 500 | 700 | 100 | 300 | 2025-01-01
208447771 | AIRQUEST | DLCERBH12AAK | DLFEHBH12XAK | 10.8 | 21.4 | 9.2 | No | N/A | 3 | 600 | 800 | 150 | 350 | 2025-01-01
208447772 | AIRQUEST | DLCERBH09AAK | DLFEHBH09XAK | 12.6 | 21.7 | 9.4 | Yes | Both | 3 | 600 | 800 | 150 | 350 | 2025-01-01
208447773 | AIRQUEST | DLCERBH24AAK | DLFEHBH24XAK | 9.5 | 18.5 | 8.6 | No | N/A | 2 | 500 | 700 | 100 | 300 | 2025-01-01
208101301 | AIRQUEST | DLCLRCH58AAK | DLFLDAH58XAK | 10.3 | 17 | 8.4 | No | N/A | 1 | 400 | 600 | 100 | 300 | 2025-01-01
208101302 | AIRQUEST | DLCLRCH58AAK | DLFLFAH58XAK | 9.8 | 19.8 | 9 | No | N/A | 3 | 600 | 800 | 150 | 350 | 2025-01-01
208102132 | AIRQUEST | DLCSRBH30AAK11 | DLFSHBH30XAK | 12.2 | 21 | 8.7 | Yes | No | 2 | 500 | 700 | 100 | 300 | 2025-01-01
207826653 | AIRQUEST | DLCPRBH18AAK | DLFPHBH18XAK | 15.3 | 26.3 | 15.5 | Yes | Both | 4 | 700 | 900 | 150 | 350 | 2025-01-01
207801577 | AIRQUEST | DLCSRBH18AAK | DLFSDAH24XAK | 12.1 | 18 | 10.5 | Yes | Both | 4 | 700 | 900 | 150 | 350 | 2025-01-01
207683384 | AIRQUEST | DLCLRCH36AAK | DLFLCBH36XAK | 9.4 | 19.2 | 8.8 | No | N/A | 2 | 500 | 700 | 100 | 300 | 2025-01-01
207683385 | AIRQUEST | DLCLRCH36AAK | DLFLDAH36XAK | 8.8 | 15.8 | 8.8 | No | N/A | 2 | 500 | 700 | 100 | 300 | 2025-01-01
207683386 | AIRQUEST | DLCLRCH36AAK | DLFLFAH36XAK | 8.5 | 19 | 9 | No | N/A | 3 | 600 | 800 | 150 | 350 | 2025-01-01
207683387 | AIRQUEST | DLCLRCH48AAK | DLFLCBH48XAK | 9.5 | 18.5 | 9.8 | No | N/A | 3 | 600 | 800 | 150 | 350 | 2025-01-01
207683389 | AIRQUEST | DLCLRCH48AAK | DLFLFAH48XAK | 9.3 | 18.9 | 10 | Yes | Yes | 4 | 700 | 900 | 150 | 350 | 2025-01-01
207683390 | AIRQUEST | DLCSRBH24AAK | DLFSCBH24XAK | 11 | 20.5 | 11.5 | Yes | Both | 4 | 700 | 900 | 150 | 350 | 2025-01-01
207614977 | AIRQUEST | DLCPRBH09AAK | DLFPHBH09XAK | 16 | 27 | 17.5 | Yes | Both | 4 | 700 | 900 | 150 | 350 | 2025-01-01
207614978 | AIRQUEST | DLCPRBH12AAK | DLFPHBH12XAK | 14 | 25.3 | 11.7 | Yes | Both | 4 | 700 | 900 | 150 | 350 | 2025-01-01
207188932 | AIRQUEST | DLCSRBH06AAK | DLFSHBH06XAK | 15 | 23.5 | 12 | Yes | Both | 4 | 700 | 900 | 150 | 350 | 2025-01-01
207188933 | AIRQUEST | DLCSRBH30AAK | DLFSHBH30XAK | 12.2 | 21 | 8.2 | Yes | No | 1 | 400 | 600 | 100 | 300 | 2025-01-01
206350481 | AIRQUEST | DLCSRBH09AAK | DLFSCAH09XAK | 13 | 20.5 | 10.3 | Yes | Both | 4 | 700 | 900 | 150 | 350 | 2025-01-01
206350482 | AIRQUEST | DLCSRBH09AAK | DLFSDAH09XAK | 13.2 | 20.2 | 12 | Yes | Both | 4 | 700 | 900 | 150 | 350 | 2025-01-01
206350483 | AIRQUEST | DLCSRBH12AAK | DLFSCAH12XAK | 12.7 | 22.3 | 10.2 | Yes | Both | 4 | 700 | 900 | 150 | 350 | 2025-01-01
206350484 | AIRQUEST | DLCSRBH12AAK | DLFSDAH12XAK | 11.7 | 19.5 | 10 | Yes | Both | 4 | 700 | 900 | 150 | 350 | 2025-01-01
206350485 | AIRQUEST | DLCSRBH12AAK | DLFSFAH12XAK | 13 | 23.6 | 10 | Yes | Both | 4 | 700 | 900 | 150 | 350 | 2025-01-01
206350486 | AIRQUEST | DLCSRBH18AAK | DLFSCAH18XAK | 12.5 | 20 | 9.5 | Yes | Both | 3 | 600 | 800 | 150 | 350 | 2025-01-01
206350487 | AIRQUEST | DLCSRBH18AAK | DLFSDAH18XAK | 11.7 | 18 | 9.5 | Yes | Both | 3 | 600 | 800 | 150 | 350 | 2025-01-01
206350488 | AIRQUEST | DLCSRBH18AAK | DLFSFAH18XAK | 12.5 | 20.5 | 9.8 | Yes | Both | 3 | 600 | 800 | 150 | 350 | 2025-01-01
206350490 | AIRQUEST | DLCSRBH24AAK | DLFSDAH24XAK | 12 | 19.2 | 10.5 | Yes | Both | 4 | 700 | 900 | 150 | 350 | 2025-01-01
206350491 | AIRQUEST | DLCSRBH24AAK | DLFSFAH24XAK | 11.7 | 20.5 | 11 | Yes | Both | 4 | 700 | 900 | 150 | 350 | 2025-01-01
206361913 | AIRQUEST | DLCSRBH12AAJ | DLFSHBH12XAJ | 12.5 | 22.7 | 10.4 | Yes | No | 4 | 700 | 900 | 150 | 350 | 2025-01-01
206361914 | AIRQUEST | DLCSRBH09AAK | DLFSHBH09XAK | 15.8 | 26.4 | 11.6 | Yes | Both | 4 | 700 | 900 | 150 | 350 | 2025-01-01
206361915 | AIRQUEST | DLCSRBH12AAK | DLFSHBH12XAK | 13 | 23.1 | 10.5 | Yes | Both | 4 | 700 | 900 | 150 | 350 | 2025-01-01
206361916 | AIRQUEST | DLCSRBH18AAK | DLFSHBH18XAK | 13 | 22 | 10.6 | Yes | Both | 4 | 700 | 900 | 150 | 350 | 2025-01-01
206361917 | AIRQUEST | DLCSRBH24AAK | DLFSHBH24XAK | 12.5 | 22.3 | 10.3 | Yes | Both | 4 | 700 | 900 | 150 | 350 | 2025-01-01
206188338 | AIRQUEST | DLCLRBH36AAK | DLFLFAH36XAK | 8 | 17 | 8.8 | No | N/A | 2 | 500 | 700 | 100 | 300 | 2025-01-01
206188339 | AIRQUEST | DLCLRBH36AAK | DLFLCAH36XAK | 9 | 17.6 | 9.2 | No | N/A | 3 | 600 | 800 | 150 | 350 | 2025-01-01
206188340 | AIRQUEST | DLCLRBH36AAK | DLFLDAH36XAK | 8.8 | 15.8 | 8.8 | No | N/A | 2 | 500 | 700 | 100 | 300 | 2025-01-01
206188341 | AIRQUEST | DLCLRBH48AAK | DLFLFAH48XAK | 9 | 18 | 9 | No | N/A | 3 | 600 | 800 | 150 | 350 | 2025-01-01
206188342 | AIRQUEST | DLCLRBH48AAK | DLFLCAH48XAK | 9.5 | 17 | 8.8 | No | N/A | 2 | 500 | 700 | 100 | 300 | 2025-01-01
205967990 | AIRQUEST | DLCVRAH09AAJ | DLFVHAH09XAJ | 10.1 | 17 | 9 | No | N/A | 3 | 600 | 800 | 150 | 350 | 2025-01-01
205967991 | AIRQUEST | DLCVRAH12AAJ | DLFVHAH12XAJ | 8.8 | 17.4 | 8.7 | No | N/A | 2 | 500 | 700 | 100 | 300 | 2025-01-01
205967992 | AIRQUEST | DLCVRAH09AAK | DLFVHAH09XAK | 10.5 | 18.5 | 8.8 | Yes | Yes | 2 | 500 | 700 | 100 | 300 | 2025-01-01
205967993 | AIRQUEST | DLCVRAH12AAK | DLFVHAH12XAK | 8.8 | 17.6 | 8.8 | No | N/A | 2 | 500 | 700 | 100 | 300 | 2025-01-01
205967994 | AIRQUEST | DLCVRAH18AAK | DLFVHAH18XAK | 9.9 | 18.3 | 8.7 | No | N/A | 2 | 500 | 700 | 100 | 300 | 2025-01-01
203966568 | AIRQUEST | DLCPRAH09AAK | DLFPHAH09XAK | 15 | 26 | 12.5 | Yes | Both | 4 | 700 | 900 | 150 | 350 | 2025-01-01
203966569 | AIRQUEST | DLCPRAH12AAK | DLFPHAH12XAK | 13.5 | 24 | 9.5 | Yes | Both | 3 | 600 | 800 | 150 | 350 | 2025-01-01
203966570 | AIRQUEST | DLCPRAH18AAK | DLFPHAH18XAK | 14.5 | 26.2 | 12 | Yes | Both | 4 | 700 | 900 | 150 | 350 | 2025-01-01
203966571 | AIRQUEST | DLCPRAH24AAK | DLFPHAH24XAK | 13.7 | 23.5 | 10.5 | Yes | Both | 4 | 700 | 900 | 150 | 350 | 2025-01-01
203966588 | AIRQUEST | DLCLRAH36AAK | DLFLCAH36XAK | 9 | 17.5 | 9.3 | No | N/A | 3 | 600 | 800 | 150 | 350 | 2025-01-01
203966589 | AIRQUEST | DLCLRAH48AAK | DLFLCAH48XAK | 9.5 | 16.8 | 9 | No | N/A | 3 | 600 | 800 | 150 | 350 | 2025-01-01
203966592 | AIRQUEST | DLCLRAH36AAK | DLFLFAH36XAK | 8 | 16 | 10 | No | N/A | 4 | 700 | 900 | 150 | 350 | 2025-01-01
203966593 | AIRQUEST | DLCLRAH48AAK | DLFLFAH48XAK | 9.3 | 17.8 | 9 | No | N/A | 3 | 600 | 800 | 150 | 350 | 2025-01-01
203966594 | AIRQUEST | DLCLRAH58AAK | DLFLFAH58XAK | 9.8 | 18 | 9.4 | No | N/A | 3 | 600 | 800 | 150 | 350 | 2025-01-01
203966601 | AIRQUEST | DLCLRAH58AAK | DLFLDAH58XAK | 9 | 15.4 | 8.4 | No | N/A | 1 | 400 | 600 | 100 | 300 | 2025-01-01
216091460 | AIRQUEST | DLCSRBH06AAK | DHMAHBQ06XA3 | 15.8 | 26.5 | 13.6 | Yes | Both | 4 | 700 | 900 | 150 | 350 | 2025-01-01
216091475 | AIRQUEST | DLCSRBH09AAK | DHMAHBQ09XA3 | 16.2 | 28.1 | 11.5 | Yes | Both | 4 | 700 | 900 | 150 | 350 | 2025-01-01
216091491 | AIRQUEST | DLCSRBH12AAJ | DHMAHBQ12XA1 | 13 | 23.5 | 10 | Yes | No | 4 | 700 | 900 | 150 | 350 | 2025-01-01
216091507 | AIRQUEST | DLCSRBH12AAK | DHMAHBQ12XA3 | 14 | 25.5 | 10.4 | Yes | Both | 4 | 700 | 900 | 150 | 350 | 2025-01-01
216091523 | AIRQUEST | DLCSRBH18AAK | DHMAHBQ18XA3 | 12.5 | 21.5 | 11.3 | Yes | Both | 4 | 700 | 900 | 150 | 350 | 2025-01-01
216091542 | AIRQUEST | DLCSRBH24AAK | DHMAHBQ24XA3 | 13 | 21.5 | 11.4 | Yes | Both | 4 | 700 | 900 | 150 | 350 | 2025-01-01
216091557 | AIRQUEST | DLCSRBH30AAK | DHMAHBQ30XA3 | 11.5 | 20.1 | 9 | No | N/A | 3 | 600 | 800 | 150 | 350 | 2025-01-01
216091637 | AIRQUEST | DLCSRBH18AAK | 40MBCQ18---3 | 12.5 | 20 | 9.5 | Yes | Both | 3 | 600 | 800 | 150 | 350 | 2025-01-01
216091652 | AIRQUEST | DLCSRBH18AAK | 40MBFQ18---3 | 12.5 | 20.5 | 9.8 | Yes | Both | 3 | 600 | 800 | 150 | 350 | 2025-01-01
216091666 | AIRQUEST | DLCSRBH18AAK | 40MBDQ18---3 | 11.7 | 18 | 9.5 | Yes | Both | 3 | 600 | 800 | 150 | 350 | 2025-01-01
216091676 | AIRQUEST | DLCSRBH18AAK | 40MBDAQ18XH3 | 12.1 | 18 | 10.8 | Yes | Both | 4 | 700 | 900 | 150 | 350 | 2025-01-01
216091685 | AIRQUEST | DLCSRBH18AAK | 40MCCAQ18XA3 | 12.5 | 19.8 | 11.2 | Yes | Both | 4 | 700 | 900 | 150 | 350 | 2025-01-01
216091702 | AIRQUEST | DLCSRBH24AAK | 40MBCAQ24XA3 | 11 | 20.5 | 11.5 | Yes | Both | 4 | 700 | 900 | 150 | 350 | 2025-01-01
216091711 | AIRQUEST | DLCSRBH24AAK | 40MBFQ24---3 | 11.7 | 20.5 | 11 | Yes | Both | 4 | 700 | 900 | 150 | 350 | 2025-01-01
216091720 | AIRQUEST | DLCSRBH24AAK | 40MBDQ24---3 | 12 | 19.2 | 10.5 | Yes | Both | 4 | 700 | 900 | 150 | 350 | 2025-01-01
216091729 | AIRQUEST | DLCSRBH24AAK | 40MBDAQ24XH3 | 12 | 19.2 | 11.1 | Yes | Both | 4 | 700 | 900 | 150 | 350 | 2025-01-01
216091740 | AIRQUEST | DLCSRBH30AAK11 | DHMAHBQ30XA3 | 11.5 | 20.1 | 9 | No | N/A | 3 | 600 | 800 | 150 | 350 | 2025-01-01
215413337 | AIRQUEST | D5CPRAH06AAK | D5FPHAH06XAK | 16.5 | 33.1 | 29 | Yes | Both | 4 | 700 | 900 | 150 | 350 | 2025-01-01
215413338 | AIRQUEST | D5CPRAH09AAK | D5FPHAH09XAK | 16 | 31.5 | 21 | Yes | Both | 4 | 700 | 900 | 150 | 350 | 2025-01-01
215413339 | AIRQUEST | D5CPRAH12AAK | D5FPHAH12XAK | 13.5 | 28 | 13.5 | Yes | Both | 4 | 700 | 900 | 150 | 350 | 2025-01-01
215413340 | AIRQUEST | D5CPRAH18AA | D5FPHAH18XAK | 14 | 24.5 | 15.2 | Yes | Both | 4 | 700 | 900 | 150 | 350 | 2025-01-01
215413341 | AIRQUEST | D5CSRAH30AAK | D5FSHAH30XAK | 12 | 20.5 | 9.5 | Yes | No | 3 | 600 | 800 | 150 | 350 | 2025-01-01
215413342 | AIRQUEST | D5CSRAH36AAK | D5FSHAH36XAK | 8.7 | 19 | 8.5 | No | N/A | 2 | 500 | 700 | 100 | 300 | 2025-01-01
215413343 | AIRQUEST | D5CERAH09AAJ | D5FEHAH09XCJ | 12.5 | 21.5 | 9.1 | Yes | Both | 3 | 600 | 800 | 150 | 350 | 2025-01-01
215413344 | AIRQUEST | D5CERAH12AAJ | D5FEHAH12XCJ | 10 | 21.4 | 8.7 | No | N/A | 2 | 500 | 700 | 100 | 300 | 2025-01-01
215413345 | AIRQUEST | D5CERAH09AAK | D5FEHAH09XCK | 12.6 | 21.7 | 9.4 | Yes | Both | 3 | 600 | 800 | 150 | 350 | 2025-01-01
215413346 | AIRQUEST | D5CERAH12AAK | D5FEHAH12XCK | 10.8 | 21.4 | 9.2 | No | N/A | 3 | 600 | 800 | 150 | 350 | 2025-01-01
215413347 | AIRQUEST | D5CERAH18AAK | D5FEHAH18XCK | 11.5 | 20.3 | 9.1 | No | N/A | 3 | 600 | 800 | 150 | 350 | 2025-01-01
215413348 | AIRQUEST | D5CERAH24AAK | D5FEHAH24XCK | 9.5 | 18.5 | 9 | No | N/A | 3 | 600 | 800 | 150 | 350 | 2025-01-01
215413349 | AIRQUEST | D5CERAH30AAK | D5FEHAH30XCK | 12 | 22.4 | 9 | Yes | No | 3 | 600 | 800 | 150 | 350 | 2025-01-01
215413350 | AIRQUEST | D5CERAH36AAK | D5FEHAH36XCK | 9.4 | 19.5 | 9.1 | No | N/A | 3 | 600 | 800 | 150 | 350 | 2025-01-01
215324759 | AIRQUEST | D5CSHAH06AAK | D5FSHAH06XAK | 18 | 25.7 | 14.8 | Yes | Both | 4 | 700 | 900 | 150 | 350 | 2025-01-01
215324760 | AIRQUEST | D5CSHAH06AAK | D5FSOAH06XAK | 15.2 | 22 | 12 | Yes | Both | 4 | 700 | 900 | 150 | 350 | 2025-01-01
215324761 | AIRQUEST | D5CSHAH06AAK | D5FSDAH06XAK | 14.5 | 21.5 | 13.8 | Yes | Both | 4 | 700 | 900 | 150 | 350 | 2025-01-01
215324762 | AIRQUEST | D5CSHAH09AAK | D5FSHAH09XAK | 15.5 | 27.5 | 12.5 | Yes | Both | 4 | 700 | 900 | 150 | 350 | 2025-01-01
215324763 | AIRQUEST | D5CSHAH09AAK | D5FSOAH12XAK | 14.7 | 24 | 12.2 | Yes | Both | 4 | 700 | 900 | 150 | 350 | 2025-01-01
215324764 | AIRQUEST | D5CSHAH09AAK | D5FSCAH12XAK | 14 | 22.7 | 12.2 | Yes | Both | 4 | 700 | 900 | 150 | 350 | 2025-01-01
215324765 | AIRQUEST | D5CSHAH09AAK | D5FSFAH09XAK | 15.2 | 27.3 | 10.9 | Yes | Both | 4 | 700 | 900 | 150 | 350 | 2025-01-01
215324766 | AIRQUEST | D5CSHAH09AAK | D5FSDAH12XAK | 13.5 | 21.5 | 12.5 | Yes | Both | 4 | 700 | 900 | 150 | 350 | 2025-01-01
215324767 | AIRQUEST | D5CSHAH09AAK | D5FSDAH12XHK | 14 | 20.6 | 13.8 | Yes | Both | 4 | 700 | 900 | 150 | 350 | 2025-01-01
215324768 | AIRQUEST | D5CSHAH12AAK | D5FSHAH12XAK | 13.5 | 25.5 | 10.5 | Yes | Both | 4 | 700 | 900 | 150 | 350 | 2025-01-01
215324769 | AIRQUEST | D5CSHAH12AAK | D5FSOAH12XAK | 13 | 23 | 10.2 | Yes | Both | 4 | 700 | 900 | 150 | 350 | 2025-01-01
215324770 | AIRQUEST | D5CSHAH12AAK | D5FSCAH12XAK | 12.7 | 22.3 | 11.6 | Yes | Both | 4 | 700 | 900 | 150 | 350 | 2025-01-01
215324771 | AIRQUEST | D5CSHAH12AAK | D5FSFAH12XAK | 12.7 | 25 | 10.6 | Yes | Both | 4 | 700 | 900 | 150 | 350 | 2025-01-01
215324772 | AIRQUEST | D5CSHAH12AAK | D5FSDAH12XAK | 12 | 20 | 10.2 | Yes | Both | 4 | 700 | 900 | 150 | 350 | 2025-01-01
215324773 | AIRQUEST | D5CSHAH12AAK | D5FSDAH12XHK | 12 | 20.2 | 10.6 | Yes | Both | 4 | 700 | 900 | 150 | 350 | 2025-01-01
215324774 | AIRQUEST | D5CSHAH18AAK | D5FSHAH18XAK | 12.5 | 21.5 | 11 | Yes | Both | 4 | 700 | 900 | 150 | 350 | 2025-01-01
215324775 | AIRQUEST | D5CSHAH18AAK | D5FSOAH18XAK | 12.5 | 20.7 | 12.2 | Yes | Both | 4 | 700 | 900 | 150 | 350 | 2025-01-01
215324776 | AIRQUEST | D5CSHAH18AAK | D5FSCAH18XAK | 12.5 | 20 | 12.4 | Yes | Both | 4 | 700 | 900 | 150 | 350 | 2025-01-01
215324777 | AIRQUEST | D5CSHAH18AAK | D5FSFAH16XAK | 12.5 | 20.2 | 10.3 | Yes | Both | 4 | 700 | 900 | 150 | 350 | 2025-01-01
215324778 | AIRQUEST | D5CSHAH18AAK | D5FCFAH18XAK | 12.6 | 20.5 | 10.3 | Yes | Both | 4 | 700 | 900 | 150 | 350 | 2025-01-01
215324779 | AIRQUEST | D5CSHAH18AAK | D5FSDAH18XAK | 12 | 18 | 10.8 | Yes | Both | 4 | 700 | 900 | 150 | 350 | 2025-01-01
215324780 | AIRQUEST | D5CSHAH18AAK | D5FSDAH18XHK | 12.1 | 18.5 | 11.1 | Yes | Both | 4 | 700 | 900 | 150 | 350 | 2025-01-01
215324781 | AIRQUEST | D5CSHAH24AAK | D5FSHAH24XAK | 13 | 21.2 | 13.5 | Yes | Both | 4 | 700 | 900 | 150 | 350 | 2025-01-01
215324782 | AIRQUEST | D5CSHAH24AAK | D5FSCAH24XAK | 12 | 20.8 | 11.6 | Yes | Both | 4 | 700 | 900 | 150 | 350 | 2025-01-01
215324783 | AIRQUEST | D5CSHAH24AAK | D5FCFAH24XAK | 12 | 20.5 | 12.1 | Yes | Both | 4 | 700 | 900 | 150 | 350 | 2025-01-01
215324784 | AIRQUEST | D5CSHAH24AAK | D5FSDAH24XHK | 12 | 19.2 | 11.7 | Yes | Both | 4 | 700 | 900 | 150 | 350 | 2025-01-01
215324785 | AIRQUEST | D5CSHAH33AAK | D5FSHAH33XAK | 12 | 19.6 | 10.5 | Yes | Both | 4 | 700 | 900 | 150 | 350 | 2025-01-01
215324786 | AIRQUEST | D5CSRAH12AAJ | D5FSHAH12XAJ | 13 | 23.5 | 9.5 | Yes | No | 3 | 600 | 800 | 150 | 350 | 2025-01-01
215324787 | AIRQUEST | D5CSRAH09AAK | D5FSHAH09XAK | 14.9 | 26 | 12.5 | Yes | Both | 4 | 700 | 900 | 150 | 350 | 2025-01-01
215324788 | AIRQUEST | D5CSRAH09AAK | D5FSOAH12XAK | 14.4 | 22.2 | 11.8 | Yes | Both | 4 | 700 | 900 | 150 | 350 | 2025-01-01
215324789 | AIRQUEST | D5CSRAH09AAK | D5FSCAH12XAK | 14.3 | 21.7 | 11.3 | Yes | Both | 4 | 700 | 900 | 150 | 350 | 2025-01-01
215324806 | AIRQUEST | D5CSRAH24AAK | D5FPHAH18XAK | 14 | 23.1 | 11.7 | Yes | Both | 4 | 700 | 900 | 150 | 350 | 2025-01-01
215324807 | AIRQUEST | D5CSRAH24AAK | D5FSCAH24XAK | 12 | 22.1 | 10.5 | Yes | Both | 4 | 700 | 900 | 150 | 350 | 2025-01-01
215324808 | AIRQUEST | D5CSRAH24AAK | D5FCFAH24XAK | 12.2 | 21.2 | 11.1 | Yes | Both | 4 | 700 | 900 | 150 | 350 | 2025-01-01
215324809 | AIRQUEST | D5CSRAH24AAK | D5FSDAH24XHK | 12.5 | 19 | 11 | Yes | Both | 4 | 700 | 900 | 150 | 350 | 2025-01-01
215324810 | AIRQUEST | D5CVRAH09AAJ | D5FVHAH09XAJ | 10.1 | 18 | 9 | No | N/A | 3 | 600 | 800 | 150 | 350 | 2025-01-01
215324811 | AIRQUEST | D5CVRAH12AAJ | D5FVHAH12XAJ | 8.8 | 19 | 9.2 | No | N/A | 3 | 600 | 800 | 150 | 350 | 2025-01-01
215324812 | AIRQUEST | D5CVRAH09AAK | D5FVHAH09XAK | 10.9 | 19 | 9.7 | Yes | Yes | 3 | 600 | 800 | 150 | 350 | 2025-01-01
215324813 | AIRQUEST | D5CVRAH12AAK | D5FVHAH12XAK | 8.8 | 18 | 8.8 | No | N/A | 2 | 500 | 700 | 100 | 300 | 2025-01-01
215324814 | AIRQUEST | D5CVRAH18AAK | D5FVHAH18XAK | 9.9 | 18.3 | 8.7 | No | N/A | 2 | 500 | 700 | 100 | 300 | 2025-01-01
215324815 | AIRQUEST | D5CVRAH24AAK | D5FVHAH24XAK | 9 | 17 | 8.5 | Yes | Yes | 2 | 500 | 700 | 100 | 300 | 2025-01-01
215324816 | AIRQUEST | D5CLHAH36AAK | D5FLCAH36XAK | 12 | 21.3 | 10.6 | Yes | Both | 4 | 700 | 900 | 150 | 350 | 2025-01-01
215324817 | AIRQUEST | D5CLHAH36AAK | D5FCFAH36XAK | 12 | 20.2 | 10.8 | Yes | Both | 4 | 700 | 900 | 150 | 350 | 2025-01-01
215324818 | AIRQUEST | D5CLHAH36AAK | D5FLDAH36XHK | 12 | 17.8 | 11.1 | Yes | Both | 4 | 700 | 900 | 150 | 350 | 2025-01-01
215324819 | AIRQUEST | D5CLHAH48AAK | D5FLCAH48XAK | 10 | 18.2 | 11 | Yes | Yes | 4 | 700 | 900 | 150 | 350 | 2025-01-01
215324820 | AIRQUEST | D5CLHAH48AAK | D5FCFAH48XAK | 9.4 | 18.7 | 10.1 | Yes | Yes | 4 | 700 | 900 | 150 | 350 | 2025-01-01
215324821 | AIRQUEST | D5CLHAH48AAK | D5FLDAH48XHK | 10.4 | 16.8 | 10.8 | Yes | Yes | 4 | 700 | 900 | 150 | 350 | 2025-01-01
215324822 | AIRQUEST | D5CLHAH58AAK | D5FCFAH58XAK | 9 | 18.1 | 10.7 | Yes | Yes | 4 | 700 | 900 | 150 | 350 | 2025-01-01
215324823 | AIRQUEST | D5CLHAH58AAK | D5FLDAH58XHK | 10.2 | 15.9 | 10.4 | Yes | Yes | 2 | 500 | 700 | 100 | 300 | 2025-01-01
215324824 | AIRQUEST | D5CLRAH36AAK | D5FLCAH36XAK | 9.7 | 20 | 10.4 | Yes | Yes | 4 | 700 | 900 | 150 | 350 | 2025-01-01
215324825 | AIRQUEST | D5CLRAH36AAK | D5FCFAH36XAK | 10.2 | 20 | 10 | No | N/A | 4 | 700 | 900 | 150 | 350 | 2025-01-01
215324826 | AIRQUEST | D5CLRAH36AAK | D5FLDAH36XHK | 10.2 | 18.8 | 10.2 | No | N/A | 4 | 700 | 900 | 150 | 350 | 2025-01-01
215324827 | AIRQUEST | D5CLRAH48AAK | D5FLCAH48XAK | 9.5 | 19.1 | 9.9 | Yes | Yes | 3 | 600 | 800 | 150 | 350 | 2025-01-01
215324828 | AIRQUEST | D5CLRAH48AAK | D5FCFAH48XAK | 9.5 | 19.9 | 10.2 | Yes | Yes | 4 | 700 | 900 | 150 | 350 | 2025-01-01
215324829 | AIRQUEST | D5CLRAH48AAK | D5FLDAH48XHK | 10 | 17.2 | 9.8 | Yes | Yes | 3 | 600 | 800 | 150 | 350 | 2025-01-01
215324830 | AIRQUEST | D5CLRAH58AAK | D5FCFAH58XAK | 9.6 | 19.5 | 9.5 | No | N/A | 3 | 600 | 800 | 150 | 350 | 2025-01-01
215324831 | AIRQUEST | D5CLRAH58AAK | D5FLDAH58XHK | 10 | 17 | 9.8 | No | N/A | 3 | 600 | 800 | 150 | 350 | 2025-01-01
215333821 | AIRQUEST | D5CVRAH09AAJ | D5FVHAH09XCJ | 10.1 | 18 | 9 | No | N/A | 3 | 600 | 800 | 150 | 350 | 2025-01-01
215333822 | AIRQUEST | D5CVRAH12AAJ | D5FVHAH12XCJ | 8.8 | 19 | 9.2 | No | N/A | 3 | 600 | 800 | 150 | 350 | 2025-01-01
215333823 | AIRQUEST | D5CVRAH09AAK | D5FVHAH09XCK | 10.9 | 19 | 9.7 | Yes | Yes | 3 | 600 | 800 | 150 | 350 | 2025-01-01
215333824 | AIRQUEST | D5CVRAH12AAK | D5FVHAH12XCK | 8.8 | 18 | 8.8 | No | N/A | 2 | 500 | 700 | 100 | 300 | 2025-01-01
215333825 | AIRQUEST | D5CVRAH18AAK | D5FVHAH18XCK | 9.9 | 18.3 | 8.7 | No | N/A | 2 | 500 | 700 | 100 | 300 | 2025-01-01
215333826 | AIRQUEST | D5CVRAH24AAK | D5FVHAH24XCK | 9 | 17 | 8.5 | Yes | Yes | 2 | 500 | 700 | 100 | 300 | 2025-01-01
214389459 | AIRQUEST | DLCPRAH12AAK | DHMPHAQ12XA3 | 13.5 | 24 | 9.5 | Yes | Both | 3 | 600 | 800 | 150 | 350 | 2025-01-01
214389460 | AIRQUEST | DLCPRAH18AAK | DHMPHAQ18XA3 | 14.5 | 26.2 | 12 | Yes | Both | 4 | 700 | 900 | 150 | 350 | 2025-01-01
214389478 | AIRQUEST | DLCPRBH18AAK | DHMPHAQ18XA3 | 13.5 | 23.5 | 13.5 | Yes | Both | 4 | 700 | 900 | 150 | 350 | 2025-01-01
215324790 | AIRQUEST | D5CSRAH09AAK | D5FSFAH09XAK | 16.3 | 26 | 13.9 | Yes | Both | 4 | 700 | 900 | 150 | 350 | 2025-01-01
215324791 | AIRQUEST | D5CSRAH09AAK | D5FSDAH12XAK | 12.8 | 19.6 | 11 | Yes | Both | 4 | 700 | 900 | 150 | 350 | 2025-01-01
215324792 | AIRQUEST | D5CSRAH09AAK | D5FSDAH12XHK | 13 | 19.8 | 11.5 | Yes | Both | 4 | 700 | 900 | 150 | 350 | 2025-01-01
215324793 | AIRQUEST | D5CSRAH12AAK | D5FSHAH12XAK | 13.1 | 25.5 | 10.7 | Yes | Both | 4 | 700 | 900 | 150 | 350 | 2025-01-01
215324794 | AIRQUEST | D5CSRAH12AAK | D5FSOAH12XAK | 12.3 | 22.2 | 10.1 | Yes | Both | 4 | 700 | 900 | 150 | 350 | 2025-01-01
215324795 | AIRQUEST | D5CSRAH12AAK | D5FSCAH12XAK | 12.5 | 21.2 | 10.4 | Yes | Both | 4 | 700 | 900 | 150 | 350 | 2025-01-01
215324796 | AIRQUEST | D5CSRAH12AAK | D5FSFAH12XAK | 12.7 | 24.7 | 11 | Yes | Both | 4 | 700 | 900 | 150 | 350 | 2025-01-01
215324797 | AIRQUEST | D5CSRAH12AAK | D5FSDAH12XAK | 11.7 | 19 | 10.3 | Yes | Both | 4 | 700 | 900 | 150 | 350 | 2025-01-01
215324798 | AIRQUEST | D5CSRAH12AAK | D5FSDAH12XHK | 12 | 19.5 | 10.5 | Yes | Both | 4 | 700 | 900 | 150 | 350 | 2025-01-01
215324799 | AIRQUEST | D5CSRAH18AAK | D5FSHAH18XAK | 12.8 | 23.5 | 10.8 | Yes | Both | 4 | 700 | 900 | 150 | 350 | 2025-01-01
215324800 | AIRQUEST | D5CSRAH18AAK | D5FSOAH18XAK | 12.5 | 22.3 | 12.2 | Yes | Both | 4 | 700 | 900 | 150 | 350 | 2025-01-01
215324801 | AIRQUEST | D5CSRAH18AAK | D5FSCAH18XAK | 12.5 | 20.8 | 11.4 | Yes | Both | 4 | 700 | 900 | 150 | 350 | 2025-01-01
215324802 | AIRQUEST | D5CSRAH18AAK | D5FSFAH16XAK | 12.5 | 23.9 | 13.5 | Yes | Both | 4 | 700 | 900 | 150 | 350 | 2025-01-01
215324803 | AIRQUEST | D5CSRAH18AAK | D5FCFAH18XAK | 12.5 | 22.4 | 10.4 | Yes | Both | 4 | 700 | 900 | 150 | 350 | 2025-01-01
215324804 | AIRQUEST | D5CSRAH18AAK | D5FSDAH18XAK | 12.5 | 20 | 10.6 | Yes | Both | 4 | 700 | 900 | 150 | 350 | 2025-01-01
215324805 | AIRQUEST | D5CSRAH18AAK | D5FSDAH18XHK | 13.3 | 20 | 11.4 | Yes | Both | 4 | 700 | 900 | 150 | 350 | 2025-01-01
213349765 | AIRQUEST | DLCVRAH09AAK | DLFVHAH09XBK | 8.8 | 17.6 | 8.8 | No | N/A | 2 | 500 | 700 | 100 | 300 | 2025-01-01
211132745 | AIRQUEST | DLCLRCH36AAK | DLFLDAH36XHK | 9.2 | 16 | 10.2 | No | N/A | 4 | 700 | 900 | 150 | 350 | 2025-01-01
211132746 | AIRQUEST | DLCLRCH58AAK | DLFLDAH58XHK | 10.3 | 17 | 8.4 | No | N/A | 1 | 400 | 600 | 100 | 300 | 2025-01-01
211132747 | AIRQUEST | DLCLRCH48AAK | DLFLDAH48XHK | 8.8 | 15.2 | 9.7 | Yes | Yes | 2 | 500 | 700 | 100 | 300 | 2025-01-01
211132748 | AIRQUEST | DLCSRBH24AAK | DLFSDAH24XHK | 12 | 19.2 | 11.1 | Yes | Both | 4 | 700 | 900 | 150 | 350 | 2025-01-01
211132706 | AIRQUEST | DLCSRBH18AAK | DLFSDAH18XHK | 12.1 | 18 | 10.8 | Yes | Both | 4 | 700 | 900 | 150 | 350 | 2025-01-01
211132707 | AIRQUEST | DLCSRBH09AAK | DLFSDAH09XHK | 13.6 | 20.5 | 10 | Yes | Both | 4 | 700 | 900 | 150 | 350 | 2025-01-01
211132708 | AIRQUEST | DLCSRBH12AAK | DLFSDAH12XHK | 12 | 20 | 9.5 | Yes | Both | 3 | 600 | 800 | 150 | 350 | 2025-01-01
213214869 | AIRQUEST | DLCPRBH09AAK | DLFPHAH09XAK | 14.4 | 25.5 | 15 | Yes | Both | 4 | 700 | 900 | 150 | 350 | 2025-01-01
213214870 | AIRQUEST | DLCPRBH12AAK | DLFPHAH12XAK | 12.5 | 24 | 10.5 | Yes | Both | 4 | 700 | 900 | 150 | 350 | 2025-01-01
213214871 | AIRQUEST | DLCPRBH18AAK | DLFPHAH18XAK | 13.5 | 23.5 | 13.5 | Yes | Both | 4 | 700 | 900 | 150 | 350 | 2025-01-01
210857461 | AIRQUEST | DLCSRBH09AAK | DLFSOAH09XAK | 13 | 24 | 12.4 | Yes | Both | 4 | 700 | 900 | 150 | 350 | 2025-01-01
210857462 | AIRQUEST | DLCSRBH06AAK | DLFSOAH09XAK | 14.5 | 22 | 10.8 | Yes | Both | 4 | 700 | 900 | 150 | 350 | 2025-01-01
210857463 | AIRQUEST | DLCSRBH18AAK | DLFSOAH18XAK | 12.5 | 19.8 | 11.2 | Yes | Both | 4 | 700 | 900 | 150 | 350 | 2025-01-01
210857464 | AIRQUEST | DLCSRBH12AAK | DLFSOAH18XAK | 13 | 23 | 10 | Yes | Both | 4 | 700 | 900 | 150 | 350 | 2025-01-01
209948200 | AIRQUEST | DLCSRBH12AAK | DLFSFBH12XAK | 13.3 | 24.2 | 10.7 | Yes | Both | 4 | 700 | 900 | 150 | 350 | 2025-01-01
216770155 | airspool | DWLA4-ACDC1-12KR2(US) | DGLA4-ACDC1-12KR2(US) | 12.8 | 21.5 | 10.8 | Yes | Yes | 4 | 700 | 900 | 150 | 350 | 2025-01-01
216770156 | airspool | DWLC2-ACDC-24KR2(US) | DGLA3-ACDC-24KR2(US) | 12.5 | 21 | 11 | Yes | Yes | 4 | 700 | 900 | 150 | 350 | 2025-01-01
216770157 | airspool | DWA4-09KR2(US) | DGA3-09KR2(US) | 14.5 | 25 | 10.5 | Yes | No | 4 | 700 | 900 | 150 | 350 | 2025-01-01
216770158 | airspool | DWA4-12KR2(US) | DGA3-12KR2(US) | 12.6 | 22.5 | 9.7 | Yes | No | 3 | 600 | 800 | 150 | 350 | 2025-01-01
216770159 | airspool | DWA4-ACDC1-12KR2(US) | DGA3-ACDC1-12KR2(US) | 12.6 | 22.5 | 9.7 | Yes | No | 3 | 600 | 800 | 150 | 350 | 2025-01-01
216770160 | airspool | DWB3-ACDC-24KR2(US) | DGA2-ACDC-24KR2(US) | 11.7 | 21 | 10 | No | N/A | 4 | 700 | 900 | 150 | 350 | 2025-01-01
212922350 | airspool | DWA4-ACDC1-12K | DGA3-ACDC1-12K | 12.2 | 22 | 9.5 | Yes | No | 3 | 600 | 800 | 150 | 350 | 2025-01-01
215746300 | AIRTEMP | DXH18FMK3IH |  | 11.7 | 18 | 8.1 | Yes | Both | 1 | 400 | 600 | 100 | 300 | 2025-01-01
215746302 | AIRTEMP | DXH24FMK3IH |  | 12 | 18 | 8.1 | Yes | Both | 1 | 400 | 600 | 100 | 300 | 2025-01-01
215746303 | AIRTEMP | DXH30FMK3IH |  | 12 | 18 | 8.1 | Yes | Both | 1 | 400 | 600 | 100 | 300 | 2025-01-01
215746304 | AIRTEMP | DXH36FMK3IH |  | 11.7 | 18 | 8.1 | Yes | Both | 1 | 400 | 600 | 100 | 300 | 2025-01-01
215746305 | AIRTEMP | DXH42FMK3IH |  | 12 | 18 | 8.1 | Yes | Both | 1 | 400 | 600 | 100 | 300 | 2025-01-01
215746295 | AIRTEMP | DXH18FMK3IH |  | 12 | 21 | 10 | Yes | Both | 4 | 700 | 900 | 150 | 350 | 2025-01-01
215746296 | AIRTEMP | DXH24FMK3IH |  | 13.3 | 21 | 10 | Yes | Both | 4 | 700 | 900 | 150 | 350 | 2025-01-01
215746297 | AIRTEMP | DXH30FMK3IH |  | 13.6 | 21 | 10 | Yes | Both | 4 | 700 | 900 | 150 | 350 | 2025-01-01
203376863 | AIRTEMP | GXH42(12.3)FMK4DH |  | 10.4 | 21 | 8.6 | No | N/A | 2 | 500 | 700 | 100 | 300 | 2025-01-01
215746298 | AIRTEMP | DXH36FMK3IH |  | 12 | 21 | 10 | Yes | Both | 4 | 700 | 900 | 150 | 350 | 2025-01-01
215746299 | AIRTEMP | DXH42FMK3IH |  | 13 | 21 | 10 | Yes | Both | 4 | 700 | 900 | 150 | 350 | 2025-01-01
210276803 | AIRTEMP | GXH36(10.6)FMK4DH-1 |  | 12 | 21 | 10 | Yes | No | 4 | 700 | 900 | 150 | 350 | 2025-01-01
210276804 | AIRTEMP | GXH42(12.3)FMK4DH-1 |  | 12 | 21 | 10 | Yes | No | 4 | 700 | 900 | 150 | 350 | 2025-01-01
210276805 | AIRTEMP | GXH18(5.3)FMK4DH-1 |  | 12 | 21 | 10 | Yes | Both | 4 | 700 | 900 | 150 | 350 | 2025-01-01
210276806 | AIRTEMP | GXH24(7.0)FMK4DH-1 |  | 12.5 | 21 | 10 | Yes | No | 4 | 700 | 900 | 150 | 350 | 2025-01-01
210276807 | AIRTEMP | GXH30(8.8)FMK4DH-1 |  | 12.5 | 21 | 10 | Yes | No | 4 | 700 | 900 | 150 | 350 | 2025-01-01
210276823 | AIRTEMP | GXH18(5.3)FMK4DH-1 |  | 11.5 | 18.5 | 9 | No | N/A | 3 | 600 | 800 | 150 | 350 | 2025-01-01
210276824 | AIRTEMP | GXH24(7.0)FMK4DH-1 |  | 11.75 | 18.5 | 9 | No | N/A | 3 | 600 | 800 | 150 | 350 | 2025-01-01
210276825 | AIRTEMP | GXH30(8.8)FMK4DH-1 |  | 11.75 | 18.5 | 9 | No | N/A | 3 | 600 | 800 | 150 | 350 | 2025-01-01
210276826 | AIRTEMP | GXH36(10.6)FMK4DH-1 |  | 11.5 | 18.5 | 9 | No | N/A | 3 | 600 | 800 | 150 | 350 | 2025-01-01
210276827 | AIRTEMP | GXH42(12.3)FMK4DH-1 |  | 11.5 | 18.5 | 9 | No | N/A | 3 | 600 | 800 | 150 | 350 | 2025-01-01
215746301 | AIRTEMP | DXH18FMK3IH |  | 11.8 | 19 | 9 | Yes | Both | 3 | 600 | 800 | 150 | 350 | 2025-01-01
215746306 | AIRTEMP | DXH24FMK3IH |  | 12.2 | 19 | 9 | Yes | Both | 3 | 600 | 800 | 150 | 350 | 2025-01-01
215746307 | AIRTEMP | DXH30FMK3IH |  | 12.2 | 19 | 9 | Yes | Both | 3 | 600 | 800 | 150 | 350 | 2025-01-01
215746308 | AIRTEMP | DXH36FMK3IH |  | 11.8 | 19 | 9 | Yes | Both | 3 | 600 | 800 | 150 | 350 | 2025-01-01
215746309 | AIRTEMP | DXH42FMK3IH |  | 12.2 | 19 | 9 | Yes | Both | 3 | 600 | 800 | 150 | 350 | 2025-01-01
209448106 | AIRTEMP | GXH09(2.6)LSA4DL2 | GHH09(2.6)LSA4DL2 | 10.7 | 18 | 8.5 | No | N/A | 2 | 500 | 700 | 100 | 300 | 2025-01-01
209448110 | AIRTEMP | GXH12(3.5)LSA4DL2 | GHH12(3.5)LSA4DL2 | 8.7 | 16.5 | 8.5 | No | N/A | 2 | 500 | 700 | 100 | 300 | 2025-01-01
202443307 | AIRTEMP | GXH09(2.6)LSA4DH | GHH09(2.6)LUA4DH | 13 | 23 | 9.4 | No | N/A | 3 | 600 | 800 | 150 | 350 | 2025-01-01
202443308 | AIRTEMP | GXH12(3.5)LSA4DH | GHH12(3.5)LUA4DH | 12 | 21.5 | 8.2 | No | N/A | 1 | 400 | 600 | 100 | 300 | 2025-01-01
202443309 | AIRTEMP | GXH09(2.6)LSK4DH | GHH09(2.6)LUK4DH | 14 | 23 | 8.5 | No | N/A | 2 | 500 | 700 | 100 | 300 | 2025-01-01
202443310 | AIRTEMP | GXH12(3.5)LSK4DH | GHH12(3.5)LUK4DH | 12 | 21.5 | 8.5 | No | N/A | 2 | 500 | 700 | 100 | 300 | 2025-01-01
202443311 | AIRTEMP | GXH18(5.3)LSK4DH | GHH18(5.3)LUK4DH | 12.5 | 20 | 8.5 | No | N/A | 2 | 500 | 700 | 100 | 300 | 2025-01-01
202443312 | AIRTEMP | GXH24(7.0)LSK4DH | GHH24(7.0)LUK4DH | 12.5 | 20 | 8.5 | No | N/A | 2 | 500 | 700 | 100 | 300 | 2025-01-01
212925554 | AIRTEMP | GXH12(3.5)LSK4DH2 | GKH12(3.5)FMK4DH1 | 12.5 | 24 | 8.5 | No | N/A | 2 | 500 | 700 | 100 | 300 | 2025-01-01
212925557 | AIRTEMP | GXH18(5.3)LSK4DH2 | GKH18(5.3)FMK4DH1 | 10.05 | 19 | 8.5 | No | N/A | 2 | 500 | 700 | 100 | 300 | 2025-01-01
212925560 | AIRTEMP | GXH24(7.0)LSK4DH2 | GKH24(7.0)FMK4DH1 | 11.9 | 21 | 9.5 | No | N/A | 3 | 600 | 800 | 150 | 350 | 2025-01-01
216011801 | AIRTEMP | DXH09PSK3IH | DKH09FMK3IH | 15 | 24 | 9.2 | Yes | Both | 3 | 600 | 800 | 150 | 350 | 2025-01-01
216011802 | AIRTEMP | DXH12PSK3IH | DKH12FMK3IH | 13 | 23 | 9 | Yes | Both | 3 | 600 | 800 | 150 | 350 | 2025-01-01
216011803 | AIRTEMP | DXH24PSK3IH | DKH24FMK3IH | 11.6 | 22.5 | 9 | No | N/A | 3 | 600 | 800 | 150 | 350 | 2025-01-01
216011804 | AIRTEMP | DXH18PSK3IH | DKH18FMK3IH | 10.9 | 21 | 9 | No | N/A | 3 | 600 | 800 | 150 | 350 | 2025-01-01
216011749 | AIRTEMP | DXH09ESK3IL | DHH09ESK3IL | 12.5 | 20.5 | 8.8 | No | N/A | 2 | 500 | 700 | 100 | 300 | 2025-01-01
216011750 | AIRTEMP | DXH09ESA3IL | DHH09ESA3IL | 11.9 | 20.5 | 8.8 | No | N/A | 2 | 500 | 700 | 100 | 300 | 2025-01-01
216011751 | AIRTEMP | DXH36ESK3IL | DHH36ESK3IL | 10.6 | 21 | 8.5 | Yes | Yes | 2 | 500 | 700 | 100 | 300 | 2025-01-01
216011752 | AIRTEMP | DXH24ESK3IL | DHH24ESK3IL | 11.9 | 19 | 8.5 | No | N/A | 2 | 500 | 700 | 100 | 300 | 2025-01-01
216011753 | AIRTEMP | DXH12ESK3IL | DHH12ESK3IL | 9.75 | 19 | 8.5 | No | N/A | 2 | 500 | 700 | 100 | 300 | 2025-01-01
216011754 | AIRTEMP | DXH12ESA3IL | DHH12ESA3IL | 9.3 | 19 | 8.5 | No | N/A | 2 | 500 | 700 | 100 | 300 | 2025-01-01
216011755 | AIRTEMP | DXH09PSK3IH | DHH09PUK3IH | 15 | 26 | 10.4 | Yes | Both | 4 | 700 | 900 | 150 | 350 | 2025-01-01
216011756 | AIRTEMP | DXH18ESK3IL | DHH18ESK3IL | 12.35 | 20 | 8.5 | No | N/A | 2 | 500 | 700 | 100 | 300 | 2025-01-01
216011757 | AIRTEMP | DXH12PSK3IH | DHH12PUK3IH | 13 | 24.5 | 9.5 | Yes | Both | 3 | 600 | 800 | 150 | 350 | 2025-01-01
216011758 | AIRTEMP | DXH30ESK3IL | DHH30ESK3IL | 10.9 | 22 | 9 | No | N/A | 3 | 600 | 800 | 150 | 350 | 2025-01-01
216011759 | AIRTEMP | DXH24PSK3IH | DHH24PUK3IH | 13.65 | 26 | 10 | Yes | Both | 4 | 700 | 900 | 150 | 350 | 2025-01-01
216011760 | AIRTEMP | DXH18PSK3IH | DHH18PUK3IH | 13.65 | 24.5 | 9 | Yes | Both | 3 | 600 | 800 | 150 | 350 | 2025-01-01
211497140 | AIRTEMP | GXH18(5.3)LSK4DH2 | GHH18(5.3)LUK4DH2 | 12.5 | 23 | 8.5 | No | N/A | 2 | 500 | 700 | 100 | 300 | 2025-01-01
210534157 | AIRTEMP | GXH09(2.6)LSK4DL2 | GHH09(2.6)LSK4DL2 | 10.2 | 17.5 | 8.4 | No | N/A | 1 | 400 | 600 | 100 | 300 | 2025-01-01
210534158 | AIRTEMP | GXH12(3.5)LSK4DL2 | GHH12(3.5)LSK4DL2 | 8.7 | 16.5 | 8.5 | No | N/A | 2 | 500 | 700 | 100 | 300 | 2025-01-01
210534159 | AIRTEMP | GXH18(5.3)LSK4DL2 | GHH18(5.3)LSK4DL2 | 9.55 | 16 | 8.2 | No | N/A | 1 | 400 | 600 | 100 | 300 | 2025-01-01
210534160 | AIRTEMP | GXH24(7.0)LSK4DL2 | GHH24(7.0)LSK4DL2 | 11.6 | 18 | 8.5 | No | N/A | 2 | 500 | 700 | 100 | 300 | 2025-01-01
210534161 | AIRTEMP | GXH09(2.6)LSK4DH2 | GHH09(2.6)LUK4DH2 | 14.7 | 25.5 | 10.2 | No | N/A | 4 | 700 | 900 | 150 | 350 | 2025-01-01
210534162 | AIRTEMP | GXH12(3.5)LSK4DH2 | GHH12(3.5)LUK4DH2 | 12.5 | 24 | 9 | Yes | Yes | 3 | 600 | 800 | 150 | 350 | 2025-01-01
210534163 | AIRTEMP | GXH24(7.0)LSK4DH2 | GHH24(7.0)LUK4DH2 | 13.1 | 24.5 | 9.5 | Yes | No | 3 | 600 | 800 | 150 | 350 | 2025-01-01
210534164 | AIRTEMP | GXH30(8.8)LSK4DH2 | GHH30(8.8)LUK4DH2 | 11.25 | 20 | 8.5 | No | N/A | 2 | 500 | 700 | 100 | 300 | 2025-01-01
210534165 | AIRTEMP | GXH36(10.6)LSK4DH2 | GHH36(10.6)LUK4DH2 | 10.5 | 20 | 8.5 | No | N/A | 2 | 500 | 700 | 100 | 300 | 2025-01-01
216741378 | ALBOTT | SAC-B220-12KO | SAC-B220-12KI | 9.5 | 18.5 | 8.3 | No | N/A | 1 | 400 | 600 | 100 | 300 | 2025-01-01
216741379 | ALBOTT | SAC-B220-18KO | SAC-B220-18KI | 11 | 19 | 9 | No | N/A | 3 | 600 | 800 | 150 | 350 | 2025-01-01
216741380 | ALBOTT | SAC-B220-24KO | SAC-B220-24KI | 10.5 | 19 | 8.5 | No | N/A | 2 | 500 | 700 | 100 | 300 | 2025-01-01
216741381 | ALBOTT | SAC-H115-9KO | SAC-H115-9KI | 10.7 | 20.5 | 9 | No | N/A | 3 | 600 | 800 | 150 | 350 | 2025-01-01
216741382 | ALBOTT | SAC-H115-12KO | SAC-H115-12KI | 10 | 22 | 9 | No | N/A | 3 | 600 | 800 | 150 | 350 | 2025-01-01
216741383 | ALBOTT | SAC-H220-12KO | SAC-H220-12KI | 12 | 21 | 10 | Yes | No | 4 | 700 | 900 | 150 | 350 | 2025-01-01
216741384 | ALBOTT | SAC-H220-18KO | SAC-H220-18KI | 12 | 21 | 9 | Yes | No | 3 | 600 | 800 | 150 | 350 | 2025-01-01
216741385 | ALBOTT | SAC-H220-24KO | SAC-H220-24KI | 12 | 21 | 10 | Yes | No | 4 | 700 | 900 | 150 | 350 | 2025-01-01
203376797 | Allied | 4DHP1S30M-2P |  | 11 | 20 | 8.5 | No | N/A | 2 | 500 | 700 | 100 | 300 | 2025-01-01
204462409 | Allied | 4DHP1S18M-1P |  | 11.7 | 18.3 | 9 | Yes | No | 3 | 600 | 800 | 150 | 350 | 2025-01-01
204462413 | Allied | 4DHP1S18M-2P |  | 11.7 | 18.3 | 9 | Yes | No | 3 | 600 | 800 | 150 | 350 | 2025-01-01
204462417 | Allied | 4DHP1S30M-1P |  | 11 | 20 | 8.5 | No | N/A | 2 | 500 | 700 | 100 | 300 | 2025-01-01
204462420 | Allied | 4DHP1S36M-1P |  | 10 | 18.5 | 8.7 | No | N/A | 2 | 500 | 700 | 100 | 300 | 2025-01-01
204462423 | Allied | 4DHP1S48M-1P |  | 10.1 | 18.3 | 9.6 | No | N/A | 3 | 600 | 800 | 150 | 350 | 2025-01-01
208106783 | Allied | 4DHP2S18M-1P |  | 12 | 19 | 9.8 | Yes | Both | 3 | 600 | 800 | 150 | 350 | 2025-01-01
208106786 | Allied | 4DHP2S24M-1P |  | 12.5 | 21.3 | 9.7 | Yes | Both | 3 | 600 | 800 | 150 | 350 | 2025-01-01
208106789 | Allied | 4DHP2S30M-1P |  | 11.7 | 20.7 | 9.2 | Yes | No | 3 | 600 | 800 | 150 | 350 | 2025-01-01
208106792 | Allied | 4DHP2S36M-1P |  | 11 | 20 | 9.2 | No | N/A | 3 | 600 | 800 | 150 | 350 | 2025-01-01
208106795 | Allied | 4DHP2S48M-1P |  | 11.7 | 20.9 | 9 | Yes | Both | 3 | 600 | 800 | 150 | 350 | 2025-01-01
208106791 | Allied | 4DHP2S36M-1P |  | 11.7 | 23.9 | 9.5 | Yes | No | 3 | 600 | 800 | 150 | 350 | 2025-01-01
208106794 | Allied | 4DHP2S48M-1P |  | 11.7 | 21.8 | 9.8 | Yes | Both | 3 | 600 | 800 | 150 | 350 | 2025-01-01
208106785 | Allied | 4DHP2S24M-1P |  | 13.4 | 24.6 | 10 | Yes | Both | 4 | 700 | 900 | 150 | 350 | 2025-01-01
208106788 | Allied | 4DHP2S30M-1P |  | 12.7 | 24.6 | 9.3 | Yes | No | 3 | 600 | 800 | 150 | 350 | 2025-01-01
208106782 | Allied | 4DHP2S18M-1P |  | 13.9 | 22.9 | 10.5 | Yes | No | 4 | 700 | 900 | 150 | 350 | 2025-01-01
205417818 | Allied | 4DHP1S36M-1P |  | 11.5 | 22.5 | 9 | No | N/A | 3 | 600 | 800 | 150 | 350 | 2025-01-01
203966560 | Allied | 4DHP1S18M-1P |  | 12 | 22.4 | 9.1 | Yes | No | 3 | 600 | 800 | 150 | 350 | 2025-01-01
203966561 | Allied | 4DHP1S30M-1P |  | 12.5 | 23 | 9.2 | Yes | No | 3 | 600 | 800 | 150 | 350 | 2025-01-01
203966563 | Allied | 4DHP1S48M-1P |  | 12.5 | 23.7 | 8.6 | Yes | No | 2 | 500 | 700 | 100 | 300 | 2025-01-01
203376763 | Allied | 4DHP1S18M-2P |  | 12 | 22.4 | 9.1 | Yes | No | 3 | 600 | 800 | 150 | 350 | 2025-01-01
203376764 | Allied | 4DHP1S30M-2P |  | 12.5 | 23 | 9.2 | Yes | No | 3 | 600 | 800 | 150 | 350 | 2025-01-01
204462370 | Allied | 4DHP1S18M-1P |  | 11.85 | 20.35 | 9.05 | Yes | No | 3 | 600 | 800 | 150 | 350 | 2025-01-01
204462375 | Allied | 4DHP1S18M-2P |  | 11.85 | 20.35 | 9.05 | Yes | No | 3 | 600 | 800 | 150 | 350 | 2025-01-01
204462380 | Allied | 4DHP1S30M-1P |  | 11.75 | 21.5 | 8.85 | Yes | No | 2 | 500 | 700 | 100 | 300 | 2025-01-01
204462385 | Allied | 4DHP1S30M-2P |  | 11.75 | 21.5 | 8.85 | Yes | No | 2 | 500 | 700 | 100 | 300 | 2025-01-01
204462390 | Allied | 4DHP1S36M-1P |  | 10.75 | 20.5 | 8.85 | No | N/A | 2 | 500 | 700 | 100 | 300 | 2025-01-01
204462395 | Allied | 4DHP1S48M-1P |  | 11.3 | 21 | 9.1 | No | N/A | 3 | 600 | 800 | 150 | 350 | 2025-01-01
208106784 | Allied | 4DHP2S18M-1P |  | 12.95 | 20.95 | 10.15 | Yes | No | 4 | 700 | 900 | 150 | 350 | 2025-01-01
208106787 | Allied | 4DHP2S24M-1P |  | 12.95 | 22.95 | 9.85 | Yes | Both | 3 | 600 | 800 | 150 | 350 | 2025-01-01
208106796 | Allied | 4DHP2S48M-1P |  | 11.7 | 21.35 | 9.4 | Yes | Both | 3 | 600 | 800 | 150 | 350 | 2025-01-01
208106793 | Allied | 4DHP2S36M-1P |  | 11.35 | 21.95 | 9.35 | No | N/A | 3 | 600 | 800 | 150 | 350 | 2025-01-01
208106790 | Allied | 4DHP2S30M-1P |  | 12.2 | 22.65 | 9.25 | Yes | No | 3 | 600 | 800 | 150 | 350 | 2025-01-01
208546035 | Allied | 4DHP1S12S-1L | DWM212S4-1L | 11.3 | 19.8 | 8.5 | No | N/A | 2 | 500 | 700 | 100 | 300 | 2025-01-01
208546037 | Allied | 4DHP1S12S-1P | DWM212S4-1P | 11.7 | 19.8 | 8.5 | No | N/A | 2 | 500 | 700 | 100 | 300 | 2025-01-01
208127266 | Allied | 4DHP2S12S-1L | DWM212S4-1L | 13 | 23.5 | 10 | No | N/A | 4 | 700 | 900 | 150 | 350 | 2025-01-01
208128182 | Allied | 4DHP2S09S-1P | DWM209S4-1P | 15 | 25.5 | 12.3 | Yes | Both | 4 | 700 | 900 | 150 | 350 | 2025-01-01
208128183 | Allied | 4DHP2S09S-1P | D22C109S4-1P | 13 | 20 | 10 | Yes | Both | 4 | 700 | 900 | 150 | 350 | 2025-01-01
208128184 | Allied | 4DHP2S09S-1P | DMD209S4-1P | 12.5 | 19.2 | 10.2 | Yes | Both | 4 | 700 | 900 | 150 | 350 | 2025-01-01
208106653 | Allied | 4DHP2S12S-1P | DWM212S4-1P | 13.7 | 24.6 | 10.7 | Yes | No | 4 | 700 | 900 | 150 | 350 | 2025-01-01
208106654 | Allied | 4DHP2S18S-1P | DWM218S4-1P | 12.4 | 23.5 | 10.7 | Yes | No | 4 | 700 | 900 | 150 | 350 | 2025-01-01
208106655 | Allied | 4DHP2S24S-1P | DWM224S4-1P | 14 | 22 | 9.9 | Yes | No | 3 | 600 | 800 | 150 | 350 | 2025-01-01
208106656 | Allied | 4DHP2S30S-1P | DWM230S4-1P | 11.4 | 20 | 9.2 | No | N/A | 3 | 600 | 800 | 150 | 350 | 2025-01-01
208106657 | Allied | 4DHP2S12S-1P | D22C112S4-1P | 13.9 | 22.7 | 9.9 | Yes | No | 3 | 600 | 800 | 150 | 350 | 2025-01-01
208106658 | Allied | 4DHP2S18S-1P | D22C118S4-1P | 12.5 | 20.5 | 10.4 | Yes | No | 4 | 700 | 900 | 150 | 350 | 2025-01-01
208106659 | Allied | 4DHP2S24S-1P | D33C224S4-1P | 12.3 | 21.5 | 9.6 | Yes | Both | 3 | 600 | 800 | 150 | 350 | 2025-01-01
208106660 | Allied | 4DHP2S12S-1P | DMD212S4-1P | 11.7 | 18.8 | 10.3 | Yes | Both | 4 | 700 | 900 | 150 | 350 | 2025-01-01
208106661 | Allied | 4DHP2S18S-1P | DMD218S4-1P | 12.3 | 20 | 10.5 | Yes | No | 4 | 700 | 900 | 150 | 350 | 2025-01-01
208106662 | Allied | 4DHP2S24S-1P | DMD224S4-1P | 12.3 | 19 | 11 | Yes | Both | 4 | 700 | 900 | 150 | 350 | 2025-01-01
208106703 | Allied | 4DHPS209S-1P | DWM209S4-1P | 15 | 25.5 | 12.3 | Yes | Both | 4 | 700 | 900 | 150 | 350 | 2025-01-01
208106705 | Allied | 4DHPS209S-1P | D22C109S4-1P | 13 | 20 | 10 | Yes | Both | 4 | 700 | 900 | 150 | 350 | 2025-01-01
208106706 | Allied | 4DHPS209S-1P | DMD209S4-1P | 12.5 | 19.2 | 10.2 | Yes | Both | 4 | 700 | 900 | 150 | 350 | 2025-01-01
208106707 | Allied | 4DHV2S09S-1L | DWH209S4-1L | 12.5 | 21.5 | 9.1 | Yes | Both | 3 | 600 | 800 | 150 | 350 | 2025-01-01
208106708 | Allied | 4DHV2S12S-1L | DWH212S4-1L | 10.3 | 20.8 | 8.7 | No | N/A | 2 | 500 | 700 | 100 | 300 | 2025-01-01
208106709 | Allied | 4DHV2S09S-1P | DWH209S4-1P | 12.6 | 21.7 | 9.4 | Yes | Both | 3 | 600 | 800 | 150 | 350 | 2025-01-01
208106710 | Allied | 4DHV2S12S-1P | DWH212S4-1P | 10.8 | 21.4 | 9.2 | No | N/A | 3 | 600 | 800 | 150 | 350 | 2025-01-01
208106711 | Allied | 4DHV2S18S-1P | DWH218S4-1P | 11 | 19.5 | 8.7 | No | N/A | 2 | 500 | 700 | 100 | 300 | 2025-01-01
208106712 | Allied | 4DHV2S24S-1P | DWH224S4-1P | 9.5 | 18.5 | 8.6 | No | N/A | 2 | 500 | 700 | 100 | 300 | 2025-01-01
208106757 | Allied | 4DHP2S36S-1P | D33C236S4-1P | 9.4 | 19.2 | 8.8 | No | N/A | 2 | 500 | 700 | 100 | 300 | 2025-01-01
208106758 | Allied | 4DHP2S48S-1P | D33C248S4-1P | 9.5 | 18.5 | 9.8 | No | N/A | 3 | 600 | 800 | 150 | 350 | 2025-01-01
208106759 | Allied | 4DHP2S36S-1P | DMD236S4-2P | 8.8 | 15.8 | 8.8 | No | N/A | 2 | 500 | 700 | 100 | 300 | 2025-01-01
208106761 | Allied | 4DHPS209S-1P | DWM206S4-1P | 15.8 | 26.5 | 13.6 | Yes | Both | 4 | 700 | 900 | 150 | 350 | 2025-01-01
206551626 | Allied | 4DHP1S48S-1P | D33C148S4-2P | 9.5 | 16.8 | 9 | No | N/A | 3 | 600 | 800 | 150 | 350 | 2025-01-01
206551629 | Allied | 4DHP1S36S-1P | D33C136S4-2P | 9 | 17.5 | 9.3 | No | N/A | 3 | 600 | 800 | 150 | 350 | 2025-01-01
203966542 | Allied | 4DHP1S09S-1P | DWM109S4-1P | 14.9 | 21.8 | 9.3 | Yes | Both | 3 | 600 | 800 | 150 | 350 | 2025-01-01
203966544 | Allied | 4DHP1S09S-1P | DMD209S4-1P | 12.1 | 18.7 | 9.8 | Yes | Both | 3 | 600 | 800 | 150 | 350 | 2025-01-01
203966545 | Allied | 4DHP1S12S-1L | DWM112S4-1L | 13 | 21.2 | 8.5 | Yes | No | 2 | 500 | 700 | 100 | 300 | 2025-01-01
203966546 | Allied | 4DHP1S12S-1P | DWM112S4-1P | 13.7 | 22.3 | 8.8 | Yes | Both | 2 | 500 | 700 | 100 | 300 | 2025-01-01
203966548 | Allied | 4DHP1S12S-1P | DMD212S4-1P | 11.7 | 19 | 10 | Yes | Both | 4 | 700 | 900 | 150 | 350 | 2025-01-01
203966549 | Allied | 4DHP1S18S-1P | DWM118S4-1P | 13 | 20 | 8.3 | Yes | No | 1 | 400 | 600 | 100 | 300 | 2025-01-01
203966550 | Allied | 4DHP1S18S-1P | D22C118S4-1P | 12.5 | 20 | 9.1 | Yes | No | 3 | 600 | 800 | 150 | 350 | 2025-01-01
203966551 | Allied | 4DHP1S18S-1P | DMD218S4-1P | 11.7 | 18.5 | 9.2 | Yes | No | 3 | 600 | 800 | 150 | 350 | 2025-01-01
203966552 | Allied | 4DHP1S24S-1P | DWM124S4-1P | 13.7 | 19.8 | 9.3 | Yes | No | 3 | 600 | 800 | 150 | 350 | 2025-01-01
203966554 | Allied | 4DHP1S24S-1P | DMD224S4-1P | 11.7 | 19 | 10 | Yes | Both | 4 | 700 | 900 | 150 | 350 | 2025-01-01
203966556 | Allied | 4DHP1S36S-1P | D33C136S4-1P | 9 | 17.5 | 9.3 | No | N/A | 3 | 600 | 800 | 150 | 350 | 2025-01-01
203966558 | Allied | 4DHP1S48S-1P | D33C148S4-1P | 9.5 | 16.8 | 9 | No | N/A | 3 | 600 | 800 | 150 | 350 | 2025-01-01
203376760 | Allied | 4DHP1S12S-1L | DWM112S4-2L | 13 | 21.2 | 8.5 | Yes | No | 2 | 500 | 700 | 100 | 300 | 2025-01-01
203376761 | Allied | 4DHP1S09S-1P | DWM109S4-2P | 14.9 | 21.8 | 9.3 | Yes | Both | 3 | 600 | 800 | 150 | 350 | 2025-01-01
203376762 | Allied | 4DHP1S12S-1P | DWM112S4-2P | 13.7 | 22.3 | 8.8 | Yes | Both | 2 | 500 | 700 | 100 | 300 | 2025-01-01
203376790 | Allied | 4DHV1S09S-1L | DWH109S4-1L | 11.5 | 18.9 | 8.1 | No | N/A | 1 | 400 | 600 | 100 | 300 | 2025-01-01
203376791 | Allied | 4DHV1S12S-1L | DWH112S4-1L | 10.5 | 19 | 8.3 | No | N/A | 1 | 400 | 600 | 100 | 300 | 2025-01-01
203376792 | Allied | 4DHV1S09S-1P | DWH109S4-1P | 11 | 18 | 9.1 | No | N/A | 3 | 600 | 800 | 150 | 350 | 2025-01-01
203376794 | Allied | 4DHV1S18S-1P | DWH118S4-1P | 11 | 18.7 | 8.1 | No | N/A | 1 | 400 | 600 | 100 | 300 | 2025-01-01
213279883 | Allied | 4DHPS209S-1P | DWM206S4-*P | 15.8 | 26.5 | 13.6 | Yes | Both | 4 | 700 | 900 | 150 | 350 | 2025-01-01
211034493 | Allied | 4DHP2S12S-1L | DWM212S4-*L | 12.8 | 23.5 | 10 | Yes | No | 4 | 700 | 900 | 150 | 350 | 2025-01-01
211034494 | Allied | 4DHPS209S-1P | DWM209S4-*P | 15 | 25.5 | 11.9 | Yes | Both | 4 | 700 | 900 | 150 | 350 | 2025-01-01
211034495 | Allied | 4DHP2S12S-1P | DWM212S4-*P | 13.7 | 24.6 | 10.7 | Yes | No | 4 | 700 | 900 | 150 | 350 | 2025-01-01
211034496 | Allied | 4DHP2S18S-1P | DWM218S4-*P | 12.4 | 23.5 | 10.7 | Yes | No | 4 | 700 | 900 | 150 | 350 | 2025-01-01
211034497 | Allied | 4DHP2S24S-1P | DWM224S4-*P | 14 | 22 | 9.9 | Yes | No | 3 | 600 | 800 | 150 | 350 | 2025-01-01
211034498 | Allied | 4DHP2S30S-1P | DWM230S4-*P | 11.4 | 20 | 9.2 | No | N/A | 3 | 600 | 800 | 150 | 350 | 2025-01-01
211034501 | Allied | 4DHPS209S-1P | DMD209S4-*P | 12.5 | 19.2 | 10 | Yes | Both | 4 | 700 | 900 | 150 | 350 | 2025-01-01
211034502 | Allied | 4DHP2S12S-1P | DMD212S4-*P | 11.7 | 18.8 | 10.3 | Yes | Both | 4 | 700 | 900 | 150 | 350 | 2025-01-01
211034503 | Allied | 4DHP2S18S-1P | DMD218S4-*P | 12.3 | 20 | 10.5 | Yes | No | 4 | 700 | 900 | 150 | 350 | 2025-01-01
211034504 | Allied | 4DHP2S24S-1P | DMD224S4-*P | 12.3 | 19 | 11 | Yes | Both | 4 | 700 | 900 | 150 | 350 | 2025-01-01
211034505 | Allied | 4DHP2S36S-1P | DMD236S4-*P | 8.8 | 15.8 | 8.8 | No | N/A | 2 | 500 | 700 | 100 | 300 | 2025-01-01
211034507 | Allied | 4DHPS209S-1P | D22C109S4-*P | 13 | 20 | 10 | Yes | Both | 4 | 700 | 900 | 150 | 350 | 2025-01-01
211034508 | Allied | 4DHP2S12S-1P | D22C112S4-*P | 13.9 | 22.7 | 9.9 | Yes | No | 3 | 600 | 800 | 150 | 350 | 2025-01-01
211034509 | Allied | 4DHP2S18S-1P | D22C118S4-*P | 12.5 | 20.5 | 10.4 | Yes | No | 4 | 700 | 900 | 150 | 350 | 2025-01-01
211034510 | Allied | 4DHP2S24S-1P | D33C224S4-*P | 12.3 | 21.5 | 9.6 | Yes | Both | 3 | 600 | 800 | 150 | 350 | 2025-01-01
211034511 | Allied | 4DHP2S36S-1P | D33C236S4-*P | 9.4 | 19.2 | 8.7 | No | N/A | 2 | 500 | 700 | 100 | 300 | 2025-01-01
211034512 | Allied | 4DHP2S48S-1P | D33C248S4-*P | 9.5 | 18.5 | 9.8 | No | N/A | 3 | 600 | 800 | 150 | 350 | 2025-01-01
211034513 | Allied | 4DHV2S09S-1L | DWH209S4-*L | 12.5 | 21.5 | 9.1 | Yes | Both | 3 | 600 | 800 | 150 | 350 | 2025-01-01
211034514 | Allied | 4DHV2S12S-1L | DWH212S4-*L | 10.3 | 20.8 | 8.7 | No | N/A | 2 | 500 | 700 | 100 | 300 | 2025-01-01
211034515 | Allied | 4DHV2S09S-1P | DWH209S4-*P | 12.6 | 21.7 | 9.4 | Yes | Both | 3 | 600 | 800 | 150 | 350 | 2025-01-01
211034516 | Allied | 4DHV2S12S-1P | DWH212S4-*P | 10.8 | 21.4 | 9.2 | No | N/A | 3 | 600 | 800 | 150 | 350 | 2025-01-01
211034517 | Allied | 4DHV2S18S-1P | DWH218S4-*P | 10.8 | 19.5 | 8.7 | No | N/A | 2 | 500 | 700 | 100 | 300 | 2025-01-01
211034518 | Allied | 4DHV2S24S-1P | DWH224S4-*P | 9.5 | 18.5 | 8.6 | No | N/A | 2 | 500 | 700 | 100 | 300 | 2025-01-01
213307913 | Alsetria | M4OX630-36HFN1-M1X |  | 12 | 19.4 | 10 | Yes | Both | 4 | 700 | 900 | 150 | 350 | 2025-01-01
208121915 | Alsetria | M5OG-48HFN1-M |  | 10.8 | 20.5 | 9.7 | No | N/A | 3 | 600 | 800 | 150 | 350 | 2025-01-01
208121906 | Alsetria | M2OA-18HFN1-M |  | 12 | 19 | 9.8 | Yes | Both | 3 | 600 | 800 | 150 | 350 | 2025-01-01
208121909 | Alsetria | M3OJ-27HFN1-M |  | 11.7 | 21 | 9.2 | Yes | No | 3 | 600 | 800 | 150 | 350 | 2025-01-01
208121912 | Alsetria | M4OG-36HFN1-M |  | 11 | 20 | 9.2 | No | N/A | 3 | 600 | 800 | 150 | 350 | 2025-01-01
208121911 | Alsetria | M4OG-36HFN1-M |  | 11.7 | 23.9 | 9.5 | Yes | No | 3 | 600 | 800 | 150 | 350 | 2025-01-01
208121914 | Alsetria | M5OG-48HFN1-M |  | 12.5 | 23.4 | 8.7 | Yes | No | 2 | 500 | 700 | 100 | 300 | 2025-01-01
208121905 | Alsetria | M2OA-18HFN1-M |  | 13.9 | 22.9 | 10.5 | Yes | No | 4 | 700 | 900 | 150 | 350 | 2025-01-01
208121908 | Alsetria | M3OJ-27HFN1-M |  | 12.7 | 24.6 | 9.5 | Yes | No | 3 | 600 | 800 | 150 | 350 | 2025-01-01
213307912 | Alsetria | M4OX630-36HFN1-M1X |  | 12 | 21 | 10.9 | Yes | Both | 4 | 700 | 900 | 150 | 350 | 2025-01-01
213307914 | Alsetria | M4OX630-36HFN1-M1X |  | 12 | 20.2 | 10.45 | Yes | Both | 4 | 700 | 900 | 150 | 350 | 2025-01-01
208121907 | Alsetria | M2OA-18HFN1-M |  | 12.95 | 20.95 | 10.15 | Yes | No | 4 | 700 | 900 | 150 | 350 | 2025-01-01
208121913 | Alsetria | M4OG-36HFN1-M |  | 11.35 | 21.95 | 9.35 | No | N/A | 3 | 600 | 800 | 150 | 350 | 2025-01-01
208121910 | Alsetria | M3OJ-27HFN1-M |  | 12.2 | 22.8 | 9.35 | Yes | No | 3 | 600 | 800 | 150 | 350 | 2025-01-01
208121916 | Alsetria | M5OG-48HFN1-M |  | 11.65 | 21.95 | 9.2 | No | N/A | 3 | 600 | 800 | 150 | 350 | 2025-01-01
208121880 | Alsetria | MOX230-09HFN1-BS5W | MSAG11A-09HRFN1-BS5W | 12.5 | 21.5 | 9.1 | Yes | Both | 3 | 600 | 800 | 150 | 350 | 2025-01-01
208121881 | Alsetria | MOX230-12HFN1-BS8W | MSAG11B-12HRFN1-BS0W | 10.3 | 20.8 | 8.7 | No | N/A | 2 | 500 | 700 | 100 | 300 | 2025-01-01
208121882 | Alsetria | MOX230-09HFN1-MT0W | MSAG11A-09HRFN1-MT0W | 12.6 | 21.7 | 9.4 | Yes | Both | 3 | 600 | 800 | 150 | 350 | 2025-01-01
208121883 | Alsetria | MOX230-12HFN1-MS8W | MSAG11B-12HRFN1-MS0W | 10.8 | 21.4 | 9.2 | No | N/A | 3 | 600 | 800 | 150 | 350 | 2025-01-01
208121884 | Alsetria | MOX330-18HFN1-MS0W | MSAG11C-18HRDN1-MS0W | 11 | 19.5 | 8.7 | No | N/A | 2 | 500 | 700 | 100 | 300 | 2025-01-01
208121885 | Alsetria | MOX430-24HFN1-MR0W | MSAG11D-24HRFN1-MR0W | 9.5 | 18.5 | 8.6 | No | N/A | 2 | 500 | 700 | 100 | 300 | 2025-01-01
208121886 | Alsetria | MOD30U-30HFN1-M(GA) | MSAGF-30HRFN1-MT0W | 12.2 | 21 | 8.7 | Yes | No | 2 | 500 | 700 | 100 | 300 | 2025-01-01
208121888 | Alsetria | MOX130-09HFN1-BT0Q1W | MSAG11A-09HRFN1-BT0Q1W | 11.5 | 20 | 9.4 | Yes | No | 3 | 600 | 800 | 150 | 350 | 2025-01-01
208121889 | Alsetria | MOX130-12HFN1-BQ0Q1W | MSAG11B-12HRFN1-BQ0Q1W | 9 | 18.9 | 9.3 | No | N/A | 3 | 600 | 800 | 150 | 350 | 2025-01-01
208121890 | Alsetria | MOX230-17HFN1-MR0Q1W | MSAG11C-17HRFN1-MR0Q1W | 9.8 | 19.3 | 8.6 | No | N/A | 2 | 500 | 700 | 100 | 300 | 2025-01-01
208121891 | Alsetria | MOX430-24HFN1-MP5Q1W | MSAG11D-24HRFN1-MP5Q1W | 9 | 18 | 8.3 | No | N/A | 1 | 400 | 600 | 100 | 300 | 2025-01-01
208121892 | Alsetria | MOX230-12HFN1-BV0Q1W | MSABB-12HRFN1-BV0Q1W | 12.5 | 22.5 | 9 | Yes | No | 3 | 600 | 800 | 150 | 350 | 2025-01-01
208121893 | Alsetria | MOX430-18HFN1-MT2Q1W | MSABE-18HRFN1-MT2Q1W | 12.6 | 22.7 | 9.8 | Yes | No | 3 | 600 | 800 | 150 | 350 | 2025-01-01
208121894 | Alsetria | MOD31-23HFN1-MT2Q1W | MSABE-23HRFN1-MT2Q1W | 12.5 | 20.5 | 9.2 | Yes | No | 3 | 600 | 800 | 150 | 350 | 2025-01-01
208121896 | Alsetria | MOX230-09HFN1-MW5W | MSEPB-09HRFN1-MY5W(GA) | 15 | 25.5 | 12.3 | Yes | Both | 4 | 700 | 900 | 150 | 350 | 2025-01-01
208121897 | Alsetria | MOX230-12HFN1-MV5W | MSEPB-12HRFN1-MW5W(GA) | 13.7 | 24.6 | 10.7 | Yes | No | 4 | 700 | 900 | 150 | 350 | 2025-01-01
208121899 | Alsetria | MOD33-24HFN1-MT0W | MSEPD-24HRFN1-MU0W | 14 | 22 | 10 | Yes | No | 4 | 700 | 900 | 150 | 350 | 2025-01-01
208121900 | Alsetria | MOX230-09HFN1-MW5W | MSEPB-06HRFN1-MY5W | 15.8 | 26.5 | 13.6 | Yes | Both | 4 | 700 | 900 | 150 | 350 | 2025-01-01
208121901 | Alsetria | MOX330-09HFN1-MY5W | MSEPB-09HRFN1-MY5W(GA) | 16.2 | 28.1 | 11.5 | Yes | Both | 4 | 700 | 900 | 150 | 350 | 2025-01-01
208121902 | Alsetria | MOX330-12HFN1-MW5W | MSEPB-12HRFN1-MW5W(GA) | 14 | 25.5 | 10.4 | Yes | Both | 4 | 700 | 900 | 150 | 350 | 2025-01-01
208121903 | Alsetria | MOX430-17HFN1-MT0W | MSEPC-18HRFN1-MU0W | 12.5 | 21.5 | 11.3 | Yes | Both | 4 | 700 | 900 | 150 | 350 | 2025-01-01
208121904 | Alsetria | MOD30-24HFN1-MU0W | MSEPD-24HRFN1-MU0W | 13 | 21.5 | 11.4 | Yes | Both | 4 | 700 | 900 | 150 | 350 | 2025-01-01
211644024 | Alsetria | MOX230-09HFN1-MW5W | MTIU-09HWFN1-M | 12.5 | 19.2 | 10.2 | Yes | Both | 4 | 700 | 900 | 150 | 350 | 2025-01-01
211644025 | Alsetria | MOX230-12HFN1-MV5W | MTIU-12HWFN1-M | 11.7 | 19 | 10.3 | Yes | Both | 4 | 700 | 900 | 150 | 350 | 2025-01-01
211644026 | Alsetria | MOX430-18HFN1-MU0W | MTIU-18HWFN1-M | 12.5 | 20 | 10.6 | Yes | No | 4 | 700 | 900 | 150 | 350 | 2025-01-01
211644027 | Alsetria | MOD33-24HFN1-MT0W | MTIU-24HWFN1-M | 12.5 | 19 | 11.2 | Yes | Both | 4 | 700 | 900 | 150 | 350 | 2025-01-01
211644028 | Alsetria | MOD30U-36HFN1-MP0(GA) | MTI-36HWFN1-M | 8.8 | 15.8 | 8.8 | No | N/A | 2 | 500 | 700 | 100 | 300 | 2025-01-01
211644030 | Alsetria | MOE30U-60HFN1-M(GA)(X) | MHG-60HWFN1-MW | 10.3 | 17 | 8.4 | No | N/A | 1 | 400 | 600 | 100 | 300 | 2025-01-01
211644031 | Alsetria | MOX230-09HFN1-MW5W | CCA3U-09HRFN1-M(C) | 13 | 20 | 10 | Yes | Both | 4 | 700 | 900 | 150 | 350 | 2025-01-01
211644032 | Alsetria | MOX230-12HFN1-MV5W | CCA3U-12HRFN1-M(C) | 14 | 22.7 | 10 | Yes | No | 4 | 700 | 900 | 150 | 350 | 2025-01-01
211644033 | Alsetria | MOX430-18HFN1-MU0W | CCA3U-18HRFN1-M(C) | 12.5 | 20.5 | 10.5 | Yes | No | 4 | 700 | 900 | 150 | 350 | 2025-01-01
211644034 | Alsetria | MOD33-24HFN1-MT0W | MCD1-24HRFN1-MT0W(GA) | 12.5 | 21.5 | 9.7 | Yes | Both | 3 | 600 | 800 | 150 | 350 | 2025-01-01
211644035 | Alsetria | MOD30U-36HFN1-MP0(GA) | MCD1-36HRFN1-M(GA) | 9.4 | 19.2 | 8.8 | No | N/A | 2 | 500 | 700 | 100 | 300 | 2025-01-01
211644036 | Alsetria | MOE30U-48HFN1-MP0(GA) | MCD1-48HRFN1-M(GA) | 9.5 | 18.5 | 9.8 | No | N/A | 3 | 600 | 800 | 150 | 350 | 2025-01-01
211644037 | Alsetria | MOX330-09HFN1-MY5W | MTIU-09HWFN1-M | 13.2 | 20.2 | 12 | Yes | Both | 4 | 700 | 900 | 150 | 350 | 2025-01-01
211644038 | Alsetria | MOX330-12HFN1-MW5W | MTIU-12HWFN1-M | 11.7 | 19.5 | 10 | Yes | Both | 4 | 700 | 900 | 150 | 350 | 2025-01-01
211644039 | Alsetria | MOX430-17HFN1-MT0W | MTIU-18HWFN1-M | 11.7 | 18 | 9.5 | Yes | Both | 3 | 600 | 800 | 150 | 350 | 2025-01-01
211644040 | Alsetria | MOD30-24HFN1-MU0W | MTIU-24HWFN1-M | 12 | 19.2 | 10.5 | Yes | Both | 4 | 700 | 900 | 150 | 350 | 2025-01-01
211644041 | Alsetria | MOE30U-36HFN1-M(GA) | MTI-36HWFN1-M | 9 | 16.5 | 11 | Yes | Yes | 4 | 700 | 900 | 150 | 350 | 2025-01-01
211644043 | Alsetria | MOX330-09HFN1-MY5W | CCA3U-09HRFN1-M(C) | 13 | 20.5 | 10.3 | Yes | Both | 4 | 700 | 900 | 150 | 350 | 2025-01-01
211644044 | Alsetria | MOX330-12HFN1-MW5W | CCA3U-12HRFN1-M(C) | 12.7 | 22.3 | 10.2 | Yes | Both | 4 | 700 | 900 | 150 | 350 | 2025-01-01
211644045 | Alsetria | MOX430-17HFN1-MT0W | CCA3U-18HRFN1-M(C) | 12.5 | 20 | 9.5 | Yes | Both | 3 | 600 | 800 | 150 | 350 | 2025-01-01
211644046 | Alsetria | MOD30-24HFN1-MU0W | MCD1-24HRFN1-MT0W(GA) | 11 | 20.5 | 11.5 | Yes | Both | 4 | 700 | 900 | 150 | 350 | 2025-01-01
211644047 | Alsetria | MOE30U-36HFN1-M(GA) | MCD1-36HRFN1-M(GA) | 9.5 | 19.4 | 10.5 | Yes | Yes | 4 | 700 | 900 | 150 | 350 | 2025-01-01
211644048 | Alsetria | MOE30U-48HFN1-M-[X](GA) | MCD1-48HRFN1-M(GA) | 8.3 | 16.8 | 10.7 | Yes | Yes | 4 | 700 | 900 | 150 | 350 | 2025-01-01
211644096 | Alsetria | MOX230-12HFN1-MV5W | MFA2U-12HRFN1-MW5W | 13 | 25 | 11 | Yes | Both | 4 | 700 | 900 | 150 | 350 | 2025-01-01
211644097 | Alsetria | MOX430-18HFN1-MU0W | MFA2U-16HRFN1-MV0W | 12.5 | 22.4 | 10.4 | Yes | Both | 4 | 700 | 900 | 150 | 350 | 2025-01-01
211644098 | Alsetria | MOX230-09HFN1-MW5W | MCBU-06HRFN1-MV0W | 14.5 | 22 | 10.8 | Yes | Both | 4 | 700 | 900 | 150 | 350 | 2025-01-01
211644099 | Alsetria | MOX330-09HFN1-MY5W | MCBU-09HRFN1-MW0W | 13 | 24 | 12.4 | Yes | Both | 4 | 700 | 900 | 150 | 350 | 2025-01-01
211644100 | Alsetria | MOX330-12HFN1-MW5W | MCBU-12HRFN1-MV0W | 13 | 23 | 10 | Yes | Both | 4 | 700 | 900 | 150 | 350 | 2025-01-01
211644101 | Alsetria | MOX430-17HFN1-MT0W | MCBU-18HRFN1-MU2W | 12.5 | 19.8 | 11.2 | Yes | Both | 4 | 700 | 900 | 150 | 350 | 2025-01-01
206221559 | AMERICAN STANDARD | 4TXM2330A14NU** |  | 9 | 16 | 8.6 | Yes | Yes | 2 | 500 | 700 | 100 | 300 | 2025-01-01
206319652 | AMERICAN STANDARD | 4TXM2336A15NU** |  | 9 | 16 | 8.6 | Yes | Yes | 2 | 500 | 700 | 100 | 300 | 2025-01-01
204340535 | AMERICAN STANDARD | 4TXM2318A12NU** |  | 12 | 20 | 10 | Yes | Yes | 4 | 700 | 900 | 150 | 350 | 2025-01-01
204340537 | AMERICAN STANDARD | 4TXM2324A13NU** |  | 12 | 20 | 10 | Yes | Yes | 4 | 700 | 900 | 150 | 350 | 2025-01-01
7151528 | AMERICAN STANDARD | 4TXM2142A1050AA |  | 10.4 | 21 | 8.6 | No | N/A | 2 | 500 | 700 | 100 | 300 | 2025-01-01
210435420 | AMERICAN STANDARD | 4TXM2118A12N0** |  | 12 | 21 | 10 | Yes | Both | 4 | 700 | 900 | 150 | 350 | 2025-01-01
210435421 | AMERICAN STANDARD | 4TXM2124A13N0** |  | 12.5 | 21 | 10 | Yes | No | 4 | 700 | 900 | 150 | 350 | 2025-01-01
210435422 | AMERICAN STANDARD | 4TXM2130A14N0** |  | 12.5 | 21 | 10 | Yes | No | 4 | 700 | 900 | 150 | 350 | 2025-01-01
210435423 | AMERICAN STANDARD | 4TXM2136A14N0** |  | 12 | 21 | 10 | Yes | No | 4 | 700 | 900 | 150 | 350 | 2025-01-01
210435424 | AMERICAN STANDARD | 4TXM2142A15N0** |  | 12 | 21 | 10 | Yes | No | 4 | 700 | 900 | 150 | 350 | 2025-01-01
210435433 | AMERICAN STANDARD | 4TXM2136A14N0** |  | 11.5 | 18.5 | 9 | No | N/A | 3 | 600 | 800 | 150 | 350 | 2025-01-01
210435434 | AMERICAN STANDARD | 4TXM2142A15N0** |  | 11.5 | 18.5 | 9 | No | N/A | 3 | 600 | 800 | 150 | 350 | 2025-01-01
210435430 | AMERICAN STANDARD | 4TXM2118A12N0** |  | 11.5 | 18.5 | 9 | No | N/A | 3 | 600 | 800 | 150 | 350 | 2025-01-01
210435431 | AMERICAN STANDARD | 4TXM2124A13N0** |  | 11.75 | 18.5 | 9 | No | N/A | 3 | 600 | 800 | 150 | 350 | 2025-01-01
210435432 | AMERICAN STANDARD | 4TXM2130A14N0** |  | 11.75 | 18.5 | 9 | No | N/A | 3 | 600 | 800 | 150 | 350 | 2025-01-01
208130225 | AMERICAN STANDARD | 4TXK1709A10N0** | 4MXW1709A10N0** | 10.2 | 17.5 | 8.4 | No | N/A | 1 | 400 | 600 | 100 | 300 | 2025-01-01
208130227 | AMERICAN STANDARD | 4TXK1712A10N0** | 4MXW1712A10N0** | 8.7 | 16.5 | 8.5 | No | N/A | 2 | 500 | 700 | 100 | 300 | 2025-01-01
208130229 | AMERICAN STANDARD | 4TXK1718A10N0** | 4MXW1718A10N0** | 9.55 | 16 | 8.2 | No | N/A | 1 | 400 | 600 | 100 | 300 | 2025-01-01
208130231 | AMERICAN STANDARD | 4TXK1724A10N0** | 4MXW1724A10N0** | 11.6 | 18 | 8.5 | No | N/A | 2 | 500 | 700 | 100 | 300 | 2025-01-01
207642982 | AMERICAN STANDARD | 4TXK2518A10N0** | 4MXW2518A10N0** | 13 | 23 | 8.5 | No | N/A | 2 | 500 | 700 | 100 | 300 | 2025-01-01
207629150 | AMERICAN STANDARD | 4TXK2512A10N0** | 4MXW2512A10N0** | 12.5 | 25 | 9 | Yes | No | 3 | 600 | 800 | 150 | 350 | 2025-01-01
207629152 | AMERICAN STANDARD | 4TXK2524A10N0** | 4MXW2524A10N0** | 13 | 24 | 9.5 | Yes | Yes | 3 | 600 | 800 | 150 | 350 | 2025-01-01
204340355 | AMERICAN STANDARD | 4TXK3809B10NU** | 4MXW3809B10NU** | 16.6 | 27 | 11 | Yes | Both | 4 | 700 | 900 | 150 | 350 | 2025-01-01
9150124 | AMERICAN STANDARD | 4TXK3812A10NU** | 4MXW3812A10NU** | 14 | 24 | 8.5 | Yes | Yes | 2 | 500 | 700 | 100 | 300 | 2025-01-01
9150126 | AMERICAN STANDARD | 4TXK3818A10NU** | 4MXW3818A10NU** | 13.5 | 22 | 10 | No | N/A | 4 | 700 | 900 | 150 | 350 | 2025-01-01
9150128 | AMERICAN STANDARD | 4TXK3824A10NU** | 4MXW3824A10NU** | 13 | 21.5 | 9.5 | Yes | Yes | 3 | 600 | 800 | 150 | 350 | 2025-01-01
207629144 | AMERICAN STANDARD | 4TXK2509A10N0** | 4MXW2509A10N0** | 14.7 | 25 | 9.5 | Yes | Both | 3 | 600 | 800 | 150 | 350 | 2025-01-01
212292415 | AMERICAN STANDARD | 4TXK2509A10N0** | 4MXD2309A10N0** | 14.2 | 20.4 | 9.5 | No | N/A | 3 | 600 | 800 | 150 | 350 | 2025-01-01
212292417 | AMERICAN STANDARD | 4TXK2509A10N0** | 4MXX8509B10N0** | 13.3 | 19.5 | 9.8 | No | N/A | 3 | 600 | 800 | 150 | 350 | 2025-01-01
211727031 | AMERICAN STANDARD | 4TXK2512A10N0** | 4MXD2312A10N0** | 11.8 | 20 | 8.5 | No | N/A | 2 | 500 | 700 | 100 | 300 | 2025-01-01
211727032 | AMERICAN STANDARD | 4TXK2512A10N0** | 4MXX8512B10N0** | 11.5 | 18.5 | 8.5 | No | N/A | 2 | 500 | 700 | 100 | 300 | 2025-01-01
211727035 | AMERICAN STANDARD | 4TXK2524A10N0** | 4MXD2324A10N0** | 12.5 | 20 | 9 | No | N/A | 3 | 600 | 800 | 150 | 350 | 2025-01-01
211727036 | AMERICAN STANDARD | 4TXK2524A10N0** | 4MXC8524B10N0** | 12 | 20 | 9.5 | No | N/A | 3 | 600 | 800 | 150 | 350 | 2025-01-01
211727037 | AMERICAN STANDARD | 4TXK2524A10N0** | 4MXX8524B10N0** | 12 | 20 | 9 | No | N/A | 3 | 600 | 800 | 150 | 350 | 2025-01-01
212925456 | American Standard / Mitsubishi Electric | NTXMMX24A132C** |  | 11.2 | 16 | 8.6 | No | N/A | 2 | 500 | 700 | 100 | 300 | 2025-01-01
212925457 | American Standard / Mitsubishi Electric | NTXMMX30A132C** |  | 9.6 | 16.2 | 8.8 | No | N/A | 2 | 500 | 700 | 100 | 300 | 2025-01-01
212925458 | American Standard / Mitsubishi Electric | NTXMMX36A142C** |  | 8.7 | 16 | 8.5 | No | N/A | 2 | 500 | 700 | 100 | 300 | 2025-01-01
213499733 | American Standard / Mitsubishi Electric | NTXMMX20A122C** |  | 10 | 16 | 9.1 | No | N/A | 3 | 600 | 800 | 150 | 350 | 2025-01-01
212925478 | American Standard / Mitsubishi Electric | NTXMMX42A152C** |  | 9 | 15.2 | 8.3 | No | N/A | 1 | 400 | 600 | 100 | 300 | 2025-01-01
212925481 | American Standard / Mitsubishi Electric | NTXMPH30A132C** |  | 10.3 | 16 | 8.5 | No | N/A | 2 | 500 | 700 | 100 | 300 | 2025-01-01
209319659 | American Standard / Mitsubishi Electric | NTXMMX36A142C* |  | 8.7 | 16 | 9.5 | No | N/A | 3 | 600 | 800 | 150 | 350 | 2025-01-01
209319656 | American Standard / Mitsubishi Electric | NTXMMX30A132C* |  | 9.6 | 16.2 | 8.8 | No | N/A | 2 | 500 | 700 | 100 | 300 | 2025-01-01
209424909 | American Standard / Mitsubishi Electric | NTXMPH20A122C* |  | 11 | 16 | 8.7 | No | N/A | 2 | 500 | 700 | 100 | 300 | 2025-01-01
209424913 | American Standard / Mitsubishi Electric | NTXMPH24A132C* |  | 10 | 15.5 | 8.5 | No | N/A | 2 | 500 | 700 | 100 | 300 | 2025-01-01
209424917 | American Standard / Mitsubishi Electric | NTXMPH30A132C* |  | 10.3 | 16 | 8.5 | Yes | Yes | 2 | 500 | 700 | 100 | 300 | 2025-01-01
209424919 | American Standard / Mitsubishi Electric | NTXMMX42A152C* |  | 9 | 15.2 | 9 | No | N/A | 2 | 500 | 700 | 100 | 300 | 2025-01-01
209843673 | American Standard / Mitsubishi Electric | NTXMMX24A132B* |  | 13.55 | 20 | 9.5 | Yes | Both | 3 | 600 | 800 | 150 | 350 | 2025-01-01
209843683 | American Standard / Mitsubishi Electric | NTXMPH24A132B* |  | 13.5 | 19 | 9 | Yes | Both | 3 | 600 | 800 | 150 | 350 | 2025-01-01
209843684 | American Standard / Mitsubishi Electric | NTXMPH30A132B* |  | 12.5 | 18 | 9.7 | Yes | Both | 3 | 600 | 800 | 150 | 350 | 2025-01-01
209424925 | American Standard / Mitsubishi Electric | NTXMMX20A122C* |  | 12.7 | 20 | 9.7 | Yes | No | 3 | 600 | 800 | 150 | 350 | 2025-01-01
209424928 | American Standard / Mitsubishi Electric | NTXMMX42A152C* |  | 9.2 | 19.7 | 9.2 | No | N/A | 3 | 600 | 800 | 150 | 350 | 2025-01-01
209424916 | American Standard / Mitsubishi Electric | NTXMPH30A132C* |  | 12.5 | 18 | 10 | Yes | Both | 4 | 700 | 900 | 150 | 350 | 2025-01-01
209424912 | American Standard / Mitsubishi Electric | NTXMPH24A132C* |  | 13.5 | 19 | 10 | Yes | Both | 4 | 700 | 900 | 150 | 350 | 2025-01-01
209424908 | American Standard / Mitsubishi Electric | NTXMPH20A122C* |  | 13.5 | 17 | 10 | Yes | Both | 4 | 700 | 900 | 150 | 350 | 2025-01-01
209319657 | American Standard / Mitsubishi Electric | NTXMMX30A132C* |  | 10.6 | 19 | 10 | No | N/A | 4 | 700 | 900 | 150 | 350 | 2025-01-01
209319655 | American Standard / Mitsubishi Electric | NTXMMX24A132C* |  | 13.6 | 20 | 10 | Yes | Both | 4 | 700 | 900 | 150 | 350 | 2025-01-01
209319660 | American Standard / Mitsubishi Electric | NTXMMX36A142C* |  | 9.4 | 19.2 | 9.8 | No | N/A | 3 | 600 | 800 | 150 | 350 | 2025-01-01
212925512 | American Standard / Mitsubishi Electric | NTXMPH20A122C** |  | 13.5 | 17 | 10 | Yes | Both | 4 | 700 | 900 | 150 | 350 | 2025-01-01
212925514 | American Standard / Mitsubishi Electric | NTXMPH24A132C** |  | 13.5 | 19 | 10 | Yes | Both | 4 | 700 | 900 | 150 | 350 | 2025-01-01
212925515 | American Standard / Mitsubishi Electric | NTXMPH30A132C** |  | 12.5 | 18 | 10 | Yes | Both | 4 | 700 | 900 | 150 | 350 | 2025-01-01
212925490 | American Standard / Mitsubishi Electric | NTXMMX24A132C** |  | 13.6 | 20 | 10 | Yes | Both | 4 | 700 | 900 | 150 | 350 | 2025-01-01
212925493 | American Standard / Mitsubishi Electric | NTXMMX30A132C** |  | 10.6 | 19 | 10 | No | N/A | 4 | 700 | 900 | 150 | 350 | 2025-01-01
212925496 | American Standard / Mitsubishi Electric | NTXMMX36A142C** |  | 9.4 | 19.2 | 9.8 | No | N/A | 3 | 600 | 800 | 150 | 350 | 2025-01-01
212925498 | American Standard / Mitsubishi Electric | NTXMMX42A152C** |  | 9.2 | 19.7 | 9.2 | No | N/A | 3 | 600 | 800 | 150 | 350 | 2025-01-01
213499807 | American Standard / Mitsubishi Electric | NTXMMX20A122C** |  | 12.7 | 20 | 9.7 | Yes | No | 3 | 600 | 800 | 150 | 350 | 2025-01-01
209843682 | American Standard / Mitsubishi Electric | NTXMPH20A122B* |  | 13.5 | 16.5 | 9.2 | Yes | Both | 3 | 600 | 800 | 150 | 350 | 2025-01-01
212925500 | American Standard / Mitsubishi Electric | NTXMMX24A132C** |  | 12.4 | 18 | 9.3 | Yes | No | 3 | 600 | 800 | 150 | 350 | 2025-01-01
212925501 | American Standard / Mitsubishi Electric | NTXMMX30A132C** |  | 10.1 | 17.6 | 9.4 | No | N/A | 3 | 600 | 800 | 150 | 350 | 2025-01-01
212925502 | American Standard / Mitsubishi Electric | NTXMMX36A142C** |  | 9.05 | 17.6 | 9.15 | No | N/A | 3 | 600 | 800 | 150 | 350 | 2025-01-01
212925510 | American Standard / Mitsubishi Electric | NTXMMX42A152C** |  | 9.1 | 17.45 | 8.75 | No | N/A | 2 | 500 | 700 | 100 | 300 | 2025-01-01
212925517 | American Standard / Mitsubishi Electric | NTXMPH20A122C** |  | 12.25 | 15.65 | 8.95 | Yes | No | 2 | 500 | 700 | 100 | 300 | 2025-01-01
212925518 | American Standard / Mitsubishi Electric | NTXMPH24A132C** |  | 11.75 | 16.7 | 8.95 | Yes | No | 2 | 500 | 700 | 100 | 300 | 2025-01-01
212925519 | American Standard / Mitsubishi Electric | NTXMPH30A132C** |  | 11.4 | 17 | 9.25 | No | N/A | 3 | 600 | 800 | 150 | 350 | 2025-01-01
209818324 | American Standard / Mitsubishi Electric | MUZ-GS30NA2*** | NAXWST30C112A* | 9.2 | 19.1 | 8.9 | No | N/A | 2 | 500 | 700 | 100 | 300 | 2025-01-01
209832186 | American Standard / Mitsubishi Electric | MUZ-GL09NA*** | NAXWST09A112A* | 15.4 | 24.3 | 10.9 | No | N/A | 4 | 700 | 900 | 150 | 350 | 2025-01-01
209832187 | American Standard / Mitsubishi Electric | MUZ-GL12NA*** | NAXWST12A112A* | 13 | 23.1 | 10.7 | No | N/A | 4 | 700 | 900 | 150 | 350 | 2025-01-01
209832188 | American Standard / Mitsubishi Electric | MUZ-GL15NA*** | NAXWST15A112A* | 13 | 21 | 11 | No | N/A | 4 | 700 | 900 | 150 | 350 | 2025-01-01
209832189 | American Standard / Mitsubishi Electric | MUZ-GL24NA*** | NAXWST24A112A* | 12.5 | 20.4 | 10 | No | N/A | 4 | 700 | 900 | 150 | 350 | 2025-01-01
209832193 | American Standard / Mitsubishi Electric | MUZ-HM18NA*** | NAXWMT18A112A* | 10.5 | 19 | 9.5 | No | N/A | 3 | 600 | 800 | 150 | 350 | 2025-01-01
209832194 | American Standard / Mitsubishi Electric | MUZ-HM24NA*** | NAXWMT24A112A* | 8.6 | 20 | 10 | No | N/A | 4 | 700 | 900 | 150 | 350 | 2025-01-01
209832198 | American Standard / Mitsubishi Electric | MUZ-WR12NA*** | NAXWEL12A112A* | 9 | 18 | 8.5 | No | N/A | 2 | 500 | 700 | 100 | 300 | 2025-01-01
209832342 | American Standard / Mitsubishi Electric | MUZ-GL18NA*** | NAXWST18A112A* | 13.4 | 20.5 | 10.3 | No | N/A | 4 | 700 | 900 | 150 | 350 | 2025-01-01
209832984 | American Standard / Mitsubishi Electric | MUZ-FS09NA*** | NAXWPH09B112A* | 16.05 | 29.8 | 10.9 | Yes | Both | 4 | 700 | 900 | 150 | 350 | 2025-01-01
209832989 | American Standard / Mitsubishi Electric | MUZ-FS12NA*** | NAXWPH12B112A* | 13.8 | 26.3 | 11.1 | Yes | Both | 4 | 700 | 900 | 150 | 350 | 2025-01-01
209832994 | American Standard / Mitsubishi Electric | MUZ-FS15NA*** | NAXWPH15B112A* | 14 | 22.3 | 10.4 | Yes | Both | 4 | 700 | 900 | 150 | 350 | 2025-01-01
209832999 | American Standard / Mitsubishi Electric | MUZ-FS18NA*** | NAXWPH18B112A* | 12.5 | 21 | 10.7 | Yes | Both | 4 | 700 | 900 | 150 | 350 | 2025-01-01
207705485 | American Standard / Mitsubishi Electric | MUZ-GS09NA*** | NAXWST09B112** | 15.4 | 28.4 | 10.9 | Yes | Both | 4 | 700 | 900 | 150 | 350 | 2025-01-01
207705487 | American Standard / Mitsubishi Electric | MUZ-GS12NA*** | NAXWST12B112** | 13.05 | 25.6 | 10.7 | Yes | Both | 4 | 700 | 900 | 150 | 350 | 2025-01-01
207705488 | American Standard / Mitsubishi Electric | MUZ-GS15NA*** | NAXWST15B112** | 12.75 | 21 | 11 | Yes | Both | 4 | 700 | 900 | 150 | 350 | 2025-01-01
207705490 | American Standard / Mitsubishi Electric | MUZ-GS18NA*** | NAXWST18B112** | 13.45 | 21.5 | 10.3 | Yes | No | 4 | 700 | 900 | 150 | 350 | 2025-01-01
207705491 | American Standard / Mitsubishi Electric | MUZ-GS24NA*** | NAXWST24B112** | 12.6 | 21.5 | 10.3 | Yes | Both | 4 | 700 | 900 | 150 | 350 | 2025-01-01
207705499 | American Standard / Mitsubishi Electric | MUZ-GS09NAHZ*** | NAXWST09B112** | 15.4 | 28.4 | 9.6 | Yes | Both | 3 | 600 | 800 | 150 | 350 | 2025-01-01
207705500 | American Standard / Mitsubishi Electric | MUZ-GS12NAHZ*** | NAXWST12B112** | 13.05 | 21.7 | 9.6 | Yes | Both | 3 | 600 | 800 | 150 | 350 | 2025-01-01
207705501 | American Standard / Mitsubishi Electric | MUZ-GS15NAHZ*** | NAXWST15B112** | 12.75 | 21 | 9.4 | Yes | Both | 3 | 600 | 800 | 150 | 350 | 2025-01-01
207705502 | American Standard / Mitsubishi Electric | MUZ-GS18NAHZ*** | NAXWST18B112** | 13.45 | 21.5 | 9.6 | Yes | Both | 3 | 600 | 800 | 150 | 350 | 2025-01-01
207705504 | American Standard / Mitsubishi Electric | MUZ-GS24NAHZ*** | NAXWST24B112** | 12.6 | 21.5 | 9 | Yes | Both | 3 | 600 | 800 | 150 | 350 | 2025-01-01
206331356 | American Standard / Mitsubishi Electric | NTXSKH18A112AA | SLZ-KF18NA | 12.5 | 19.2 | 8.5 | Yes | No | 2 | 500 | 700 | 100 | 300 | 2025-01-01
206195819 | American Standard / Mitsubishi Electric | NAXSPH06B112A* | NAXWPH06B112AA | 19.05 | 32.2 | 11.9 | Yes | Both | 4 | 700 | 900 | 150 | 350 | 2025-01-01
206195820 | American Standard / Mitsubishi Electric | NAXSPH09B112A* | NAXWPH09B112AA | 16.05 | 29.8 | 10.9 | Yes | Both | 4 | 700 | 900 | 150 | 350 | 2025-01-01
206195821 | American Standard / Mitsubishi Electric | NAXSPH12B112A* | NAXWPH12B112AA | 13.8 | 26.3 | 11.1 | Yes | Both | 4 | 700 | 900 | 150 | 350 | 2025-01-01
206195822 | American Standard / Mitsubishi Electric | NAXSPH15B112A* | NAXWPH15B112AA | 14 | 22.3 | 10.4 | Yes | Both | 4 | 700 | 900 | 150 | 350 | 2025-01-01
206195823 | American Standard / Mitsubishi Electric | NAXSPH18B112A* | NAXWPH18B112AA | 12.5 | 21 | 10.7 | Yes | Both | 4 | 700 | 900 | 150 | 350 | 2025-01-01
206195824 | American Standard / Mitsubishi Electric | NAXSPB06B112A* | NAXWPH06B112AA | 19.05 | 32.2 | 10.9 | Yes | Both | 4 | 700 | 900 | 150 | 350 | 2025-01-01
206195825 | American Standard / Mitsubishi Electric | NAXSPB09B112A* | NAXWPH09B112AA | 16.05 | 29.8 | 10 | Yes | Both | 4 | 700 | 900 | 150 | 350 | 2025-01-01
206195827 | American Standard / Mitsubishi Electric | NAXSPB15B112A* | NAXWPH15B112AA | 14 | 22.3 | 9.9 | Yes | Both | 3 | 600 | 800 | 150 | 350 | 2025-01-01
209832979 | American Standard / Mitsubishi Electric | MUZ-FS06NA*** | NAXWPH06B112A* | 19.05 | 32.2 | 11.9 | Yes | Both | 4 | 700 | 900 | 150 | 350 | 2025-01-01
213879420 | American Standard / Mitsubishi Electric | MUZ-FS06NAH*** | NAXWPH06B112A* | 19.05 | 32.2 | 10.9 | Yes | Both | 4 | 700 | 900 | 150 | 350 | 2025-01-01
213879421 | American Standard / Mitsubishi Electric | MUZ-FS09NAH*** | NAXWPH09B112A* | 16.05 | 29.8 | 10 | Yes | Both | 4 | 700 | 900 | 150 | 350 | 2025-01-01
213879422 | American Standard / Mitsubishi Electric | MUZ-FS12NAH*** | NAXWPH12B112A* | 13.8 | 26.3 | 10.4 | Yes | Both | 4 | 700 | 900 | 150 | 350 | 2025-01-01
213879423 | American Standard / Mitsubishi Electric | MUZ-FS15NAH*** | NAXWPH15B112A* | 14 | 22.3 | 9.9 | Yes | Both | 3 | 600 | 800 | 150 | 350 | 2025-01-01
213879424 | American Standard / Mitsubishi Electric | MUZ-FS18NAH*** | NAXWPH18B112A* | 12.5 | 21 | 10.3 | Yes | Both | 4 | 700 | 900 | 150 | 350 | 2025-01-01
209818326 | American Standard / Mitsubishi Electric | MUZ-GS36NA2*** | NAXWST36C112A* | 8.8 | 18.4 | 8.5 | No | N/A | 2 | 500 | 700 | 100 | 300 | 2025-01-01
209832195 | American Standard / Mitsubishi Electric | MUZ-JP09WA*** | NAXWMT09A111A* | 12 | 20 | 10 | No | N/A | 4 | 700 | 900 | 150 | 350 | 2025-01-01
209832196 | American Standard / Mitsubishi Electric | MUZ-JP12WA*** | NAXWMT12A111A* | 9.9 | 20 | 9.2 | No | N/A | 3 | 600 | 800 | 150 | 350 | 2025-01-01
209832197 | American Standard / Mitsubishi Electric | MUZ-WR09NA*** | NAXWEL09A112A* | 11 | 18 | 8.5 | No | N/A | 2 | 500 | 700 | 100 | 300 | 2025-01-01
209832190 | American Standard / Mitsubishi Electric | MUZ-HM09NA*** | NAXWMT09A112A* | 12 | 20 | 10 | No | N/A | 4 | 700 | 900 | 150 | 350 | 2025-01-01
209832191 | American Standard / Mitsubishi Electric | MUZ-HM12NA*** | NAXWMT12A112A* | 9.9 | 20 | 10 | No | N/A | 4 | 700 | 900 | 150 | 350 | 2025-01-01
209832192 | American Standard / Mitsubishi Electric | MUZ-HM15NA*** | NAXWMT15A112A* | 12 | 20 | 10 | No | N/A | 4 | 700 | 900 | 150 | 350 | 2025-01-01
209832352 | American Standard / Mitsubishi Electric | MUZ-WR24NA*** | NAXWEL24A112A* | 8 | 18 | 8.5 | No | N/A | 2 | 500 | 700 | 100 | 300 | 2025-01-01
210488262 | Ameristar | M4THM1936A14N** |  | 12 | 19 | 10 | Yes | No | 4 | 700 | 900 | 150 | 350 | 2025-01-01
210488263 | Ameristar | M4THM1942A15N** |  | 12 | 19 | 10 | Yes | No | 4 | 700 | 900 | 150 | 350 | 2025-01-01
210488259 | Ameristar | M4THM1918A12N** |  | 12 | 19 | 10 | Yes | No | 4 | 700 | 900 | 150 | 350 | 2025-01-01
210488260 | Ameristar | M4THM1924A13N** |  | 12.5 | 19 | 10 | Yes | No | 4 | 700 | 900 | 150 | 350 | 2025-01-01
210488261 | Ameristar | M4THM1930A14N** |  | 12.5 | 19 | 10 | Yes | No | 4 | 700 | 900 | 150 | 350 | 2025-01-01
210488269 | Ameristar | M4THM1918A12N** |  | 11.5 | 18.5 | 9 | No | N/A | 3 | 600 | 800 | 150 | 350 | 2025-01-01
210488270 | Ameristar | M4THM1924A13N** |  | 11.75 | 18.5 | 9 | No | N/A | 3 | 600 | 800 | 150 | 350 | 2025-01-01
210488271 | Ameristar | M4THM1930A14N** |  | 11.75 | 18.5 | 9 | No | N/A | 3 | 600 | 800 | 150 | 350 | 2025-01-01
210488272 | Ameristar | M4THM1936A14N** |  | 11.5 | 18.5 | 9 | No | N/A | 3 | 600 | 800 | 150 | 350 | 2025-01-01
210488273 | Ameristar | M4THM1942A15N** |  | 11.5 | 18.5 | 9 | No | N/A | 3 | 600 | 800 | 150 | 350 | 2025-01-01
208185841 | Ameristar | M4THS2324A11NAA | M4MHW2324A1N0AA | 13 | 23 | 9.5 | Yes | No | 3 | 600 | 800 | 150 | 350 | 2025-01-01
208130232 | Ameristar | M4THS1709A11N** | M4MHW1709A1N0** | 10.2 | 17.5 | 8.4 | No | N/A | 1 | 400 | 600 | 100 | 300 | 2025-01-01
208130234 | Ameristar | M4THS1712A11N** | M4MHW1712A1N0** | 8.7 | 16.5 | 8.5 | No | N/A | 2 | 500 | 700 | 100 | 300 | 2025-01-01
208130236 | Ameristar | M4THS1718A11N** | M4MHW1718A1N0** | 9.55 | 16 | 8.2 | No | N/A | 1 | 400 | 600 | 100 | 300 | 2025-01-01
208130238 | Ameristar | M4THS1724A11N** | M4MHW1724A1N0** | 11.6 | 18 | 8.5 | No | N/A | 2 | 500 | 700 | 100 | 300 | 2025-01-01
208120592 | Ameristar | M4THS2318A11N** | M4MHW2318A1N0** | 13 | 23 | 8.3 | No | N/A | 1 | 400 | 600 | 100 | 300 | 2025-01-01
207642983 | Ameristar | M4THS2309A11N** | M4MHW2309A1N0** | 14.3 | 23 | 9.5 | Yes | Both | 3 | 600 | 800 | 150 | 350 | 2025-01-01
207642985 | Ameristar | M4THS2312A11N** | M4MHW2312A1N0** | 12.5 | 23 | 9 | Yes | No | 3 | 600 | 800 | 150 | 350 | 2025-01-01
212365504 | Ameristar | M4TVS1709A11NA | M4MVW1709A1N0A | 10 | 17 | 8.5 | No | N/A | 2 | 500 | 700 | 100 | 300 | 2025-01-01
212365505 | Ameristar | M4TVS1712A11NA | M4MVW1712A1N0A | 10 | 17 | 8.5 | No | N/A | 2 | 500 | 700 | 100 | 300 | 2025-01-01
212365506 | Ameristar | M4TVS1718A11NA | M4MVW1718A1N0A | 9.4 | 17 | 8.5 | No | N/A | 2 | 500 | 700 | 100 | 300 | 2025-01-01
212586157 | Ameristar | M3THS2209A91NA | M3MHW2209A9N0A | 13.5 | 23.5 | 9.5 | Yes | No | 3 | 600 | 800 | 150 | 350 | 2025-01-01
212586158 | Ameristar | M3THS2212A91NA | M3MHW2212A9N0A | 13 | 23 | 9.5 | Yes | No | 3 | 600 | 800 | 150 | 350 | 2025-01-01
215385438 | Ameristar | M5THS2309A11NAA | M5MHWUN09A1N0AA | 13 | 24 | 10 | Yes | Both | 4 | 700 | 900 | 150 | 350 | 2025-01-01
215385439 | Ameristar | M5THS2312A11NAA | M5MHWUN12A1N0AA | 13 | 24 | 10 | Yes | Both | 4 | 700 | 900 | 150 | 350 | 2025-01-01
215385440 | Ameristar | M5THS2318A11NAA | M5MHWUN18A1N0AA | 12.5 | 23 | 9.5 | Yes | Both | 3 | 600 | 800 | 150 | 350 | 2025-01-01
215385441 | Ameristar | M5THS2324A11NAA | M5MHWUN24A1N0AA | 12 | 23 | 9.5 | Yes | Both | 3 | 600 | 800 | 150 | 350 | 2025-01-01
215385447 | Ameristar | M5THS1909A11NAA | M5MHWUN09A1N0AA | 13 | 19 | 10 | No | N/A | 4 | 700 | 900 | 150 | 350 | 2025-01-01
215385448 | Ameristar | M5THS1912A11NAA | M5MHWUN12A1N0AA | 13 | 19 | 10 | No | N/A | 4 | 700 | 900 | 150 | 350 | 2025-01-01
215385449 | Ameristar | M5THS1918A11NAA | M5MHWUN18A1N0AA | 12.5 | 19 | 9.5 | No | N/A | 3 | 600 | 800 | 150 | 350 | 2025-01-01
215385450 | Ameristar | M5THS1924A11NAA | M5MHWUN24A1N0AA | 12 | 19 | 9.5 | No | N/A | 3 | 600 | 800 | 150 | 350 | 2025-01-01
215385451 | Ameristar | M5THS1936A11NAA | M5MHW1936A1N0AA | 9 | 19 | 9 | No | N/A | 3 | 600 | 800 | 150 | 350 | 2025-01-01
212365507 | Ameristar | M4TVS1724A11NA | M4MVW1724A1N0A | 10 | 17 | 8.5 | No | N/A | 2 | 500 | 700 | 100 | 300 | 2025-01-01
217039913 | ANTIFIR | HZ67-001-9K-O | HZ67-001-9K- I | 10.5 | 19 | 8.6 | No | N/A | 2 | 500 | 700 | 100 | 300 | 2025-01-01
214732983 | ANTIFIR | HZ67-002-12K-O | HZ67-002-12K-I | 9 | 17 | 8.5 | No | N/A | 2 | 500 | 700 | 100 | 300 | 2025-01-01
214732984 | ANTIFIR | HZ67-001-12K-O | HZ67-001-12K-I | 10 | 20 | 8.5 | No | N/A | 2 | 500 | 700 | 100 | 300 | 2025-01-01
214732985 | ANTIFIR | HZ67-002-18K-O | HZ67-002-18K-I | 10.5 | 19 | 9 | No | N/A | 3 | 600 | 800 | 150 | 350 | 2025-01-01
214732986 | ANTIFIR | HZ67-002-24K-O | HZ67-002-24K-I | 10.5 | 18.5 | 8.3 | No | N/A | 1 | 400 | 600 | 100 | 300 | 2025-01-01
214844343 | ANTIFIR | YH07-042-12K-B | YH07-042-12K-A | 12 | 21 | 10 | No | N/A | 4 | 700 | 900 | 150 | 350 | 2025-01-01
214844344 | ANTIFIR | YH07-042-18K-B | YH07-042-18K-A | 12 | 21 | 9 | No | N/A | 3 | 600 | 800 | 150 | 350 | 2025-01-01
214844345 | ANTIFIR | YH07-042-24K-B | YH07-042-24K-A | 12 | 21 | 10 | No | N/A | 4 | 700 | 900 | 150 | 350 | 2025-01-01
213804790 | ANTIFIR | YH07-026-9000-B | YH07-026-9000-A | 9.9 | 17 | 8.5 | No | N/A | 2 | 500 | 700 | 100 | 300 | 2025-01-01
213804791 | ANTIFIR | YH07-026-12000-B | YH07-026-12000-A | 9 | 17 | 8.5 | No | N/A | 2 | 500 | 700 | 100 | 300 | 2025-01-01
213804792 | ANTIFIR | YH07-026-18000-B | YH07-026-18000-A | 10.5 | 19 | 9 | No | N/A | 3 | 600 | 800 | 150 | 350 | 2025-01-01
213804793 | ANTIFIR | YH07-026-24000-B | YH07-026-24000-A | 10.5 | 18.5 | 8.3 | No | N/A | 1 | 400 | 600 | 100 | 300 | 2025-01-01
213927671 | ApooDr | AM5OG-55HFN1 |  | 10.5 | 19 | 8.6 | No | N/A | 2 | 500 | 700 | 100 | 300 | 2025-01-01
209157096 | ApooDr | AM2OA-18HFN1 |  | 12 | 19 | 9.8 | No | N/A | 3 | 600 | 800 | 150 | 350 | 2025-01-01
209157099 | ApooDr | AM3OJ-27HFN1 |  | 11.7 | 21 | 9.2 | No | N/A | 3 | 600 | 800 | 150 | 350 | 2025-01-01
209157102 | ApooDr | AM4OG-36HFN1 |  | 11 | 20 | 9.2 | No | N/A | 3 | 600 | 800 | 150 | 350 | 2025-01-01
209157105 | ApooDr | AM5OG-48HFN1 |  | 10.8 | 20.5 | 9.7 | No | N/A | 3 | 600 | 800 | 150 | 350 | 2025-01-01
209157101 | ApooDr | AM4OG-36HFN1 |  | 10.6 | 23.1 | 9.6 | No | N/A | 3 | 600 | 800 | 150 | 350 | 2025-01-01
209157104 | ApooDr | AM5OG-48HFN1 |  | 11 | 21.1 | 9.5 | No | N/A | 3 | 600 | 800 | 150 | 350 | 2025-01-01
209157095 | ApooDr | AM2OA-18HFN1 |  | 12.5 | 21 | 10.2 | No | N/A | 4 | 700 | 900 | 150 | 350 | 2025-01-01
209157098 | ApooDr | AM3OJ-27HFN1 |  | 12.2 | 23.5 | 9.2 | No | N/A | 3 | 600 | 800 | 150 | 350 | 2025-01-01
213927670 | ApooDr | AM5OG-55HFN1 |  | 10.5 | 20.2 | 9.6 | No | N/A | 3 | 600 | 800 | 150 | 350 | 2025-01-01
215406537 | ApooDr | ATM19-18H2D |  | 11 | 20 | 8.5 | No | N/A | 2 | 500 | 700 | 100 | 300 | 2025-01-01
215406538 | ApooDr | ATM19-27H3D |  | 10 | 19 | 8.5 | No | N/A | 2 | 500 | 700 | 100 | 300 | 2025-01-01
215406539 | ApooDr | ATM19-36H4D |  | 10 | 19 | 8.5 | No | N/A | 2 | 500 | 700 | 100 | 300 | 2025-01-01
213927672 | ApooDr | AM5OG-55HFN1 |  | 10.5 | 19.6 | 9.1 | No | N/A | 3 | 600 | 800 | 150 | 350 | 2025-01-01
209157097 | ApooDr | AM2OA-18HFN1 |  | 12.25 | 20 | 10 | No | N/A | 4 | 700 | 900 | 150 | 350 | 2025-01-01
209157103 | ApooDr | AM4OG-36HFN1 |  | 10.8 | 21.55 | 9.4 | No | N/A | 3 | 600 | 800 | 150 | 350 | 2025-01-01
209157100 | ApooDr | AM3OJ-27HFN1 |  | 11.95 | 22.25 | 9.2 | No | N/A | 3 | 600 | 800 | 150 | 350 | 2025-01-01
209157106 | ApooDr | AM5OG-48HFN1 |  | 10.9 | 20.8 | 9.6 | No | N/A | 3 | 600 | 800 | 150 | 350 | 2025-01-01
212390858 | ApooDr | ATPRO23-09H1B | ATPRO23-09H1A | 12.5 | 23 | 9 | Yes | Both | 3 | 600 | 800 | 150 | 350 | 2025-01-01
209157077 | ApooDr | ASF16-09H220V1B | ASF16-09H220V1A | 10.5 | 18.5 | 8.8 | No | N/A | 2 | 500 | 700 | 100 | 300 | 2025-01-01
209157078 | ApooDr | ASF16-09H3B | ASF16-09H3A | 10.1 | 17 | 9 | No | N/A | 3 | 600 | 800 | 150 | 350 | 2025-01-01
209157079 | ApooDr | ASF16-12H220V1B | ASF16-12H220V1A | 8.8 | 17.6 | 8.8 | No | N/A | 2 | 500 | 700 | 100 | 300 | 2025-01-01
209157081 | ApooDr | AAG21-09H1B | AAG21-09H1A | 12.5 | 21.5 | 9.1 | No | N/A | 3 | 600 | 800 | 150 | 350 | 2025-01-01
209157082 | ApooDr | AAG21-12H1B | AAG21-12H1A | 10.3 | 20.8 | 8.7 | No | N/A | 2 | 500 | 700 | 100 | 300 | 2025-01-01
209157083 | ApooDr | AAG21-09H220V1B | AAG21-09H220V1A | 12.6 | 21.7 | 9.4 | No | N/A | 3 | 600 | 800 | 150 | 350 | 2025-01-01
209157084 | ApooDr | AAG21-12H220V1B | AAG21-12H220V1A | 10.8 | 21.4 | 9.2 | No | N/A | 3 | 600 | 800 | 150 | 350 | 2025-01-01
209157085 | ApooDr | AAG21-18H1B | AAG21-18H1A | 11 | 19.5 | 8.7 | No | N/A | 2 | 500 | 700 | 100 | 300 | 2025-01-01
209157086 | ApooDr | AAG21-24H1B | AAG21-24H1A | 9.5 | 18.5 | 8.6 | No | N/A | 2 | 500 | 700 | 100 | 300 | 2025-01-01
209157087 | ApooDr | AAG21-30H1B | AAG21-30H1A | 10.5 | 18.6 | 8.7 | No | N/A | 2 | 500 | 700 | 100 | 300 | 2025-01-01
209157088 | ApooDr | AAG21-36H1B | AAG21-36H1A | 8.5 | 17.5 | 8.7 | No | N/A | 2 | 500 | 700 | 100 | 300 | 2025-01-01
209157089 | ApooDr | AGN24-09H1B | AGN24-09H1A | 13.8 | 23 | 9.8 | No | N/A | 3 | 600 | 800 | 150 | 350 | 2025-01-01
209157090 | ApooDr | AGN24-09H220V1B | AGN24-09H220V1A | 14.7 | 24 | 11.6 | No | N/A | 4 | 700 | 900 | 150 | 350 | 2025-01-01
209157091 | ApooDr | AGN24-12H1B | AGN24-12H1A | 12.5 | 22.7 | 10.4 | No | N/A | 4 | 700 | 900 | 150 | 350 | 2025-01-01
209157092 | ApooDr | AGN24-12H220V1B | AGN24-12H220V1A | 13 | 23.1 | 10.8 | No | N/A | 4 | 700 | 900 | 150 | 350 | 2025-01-01
209157093 | ApooDr | AGN24-18H1B | AGN24-18H1A | 13.5 | 24 | 10.5 | No | N/A | 4 | 700 | 900 | 150 | 350 | 2025-01-01
209157094 | ApooDr | AGN24-24H1B | AGN24-24H1A | 13 | 21 | 8.5 | No | N/A | 2 | 500 | 700 | 100 | 300 | 2025-01-01
206597540 | ApooDr | ASF16-09H1B | ASF16-09H1A | 10.1 | 17 | 9 | No | N/A | 3 | 600 | 800 | 150 | 350 | 2025-01-01
206597541 | ApooDr | ASF16-12H1B | ASF16-12H1A | 8.8 | 17.4 | 8.7 | No | N/A | 2 | 500 | 700 | 100 | 300 | 2025-01-01
206597542 | ApooDr | ASF16-18H2B | ASF16-18H2A | 9.9 | 18.3 | 8.7 | No | N/A | 2 | 500 | 700 | 100 | 300 | 2025-01-01
206597544 | ApooDr | ASA19-09H1B | ASA19-09H1A | 11.5 | 18.9 | 8.1 | No | N/A | 1 | 400 | 600 | 100 | 300 | 2025-01-01
206597545 | ApooDr | ASA19-12H1B | ASA19-12H1A | 10.5 | 19 | 8.3 | No | N/A | 1 | 400 | 600 | 100 | 300 | 2025-01-01
206597546 | ApooDr | ASA19-09H2B | ASA19-09H2A | 11 | 18 | 9.1 | No | N/A | 3 | 600 | 800 | 150 | 350 | 2025-01-01
206597548 | ApooDr | ASA19-18H2B | ASA19-18H2A | 11 | 18.7 | 8.1 | No | N/A | 1 | 400 | 600 | 100 | 300 | 2025-01-01
211694640 | ApooDr | AES19-12H220V1A | AES19-12H220V1B | 10 | 19 | 8.5 | No | N/A | 2 | 500 | 700 | 100 | 300 | 2025-01-01
212390865 | ApooDr | AES19-12H1B | AES19-12H1A | 10 | 19 | 8.5 | No | N/A | 2 | 500 | 700 | 100 | 300 | 2025-01-01
212390866 | ApooDr | AES19-09H220V1B | AES19-09H220V1A | 10 | 19 | 8.5 | No | N/A | 2 | 500 | 700 | 100 | 300 | 2025-01-01
212390867 | ApooDr | AES19-12H220V1B | AES19-12H220V1A | 10 | 19 | 8.5 | No | N/A | 2 | 500 | 700 | 100 | 300 | 2025-01-01
212390859 | ApooDr | ATPRO23-12H1B | ATPRO23-12H1A | 12.5 | 22 | 9 | Yes | Both | 3 | 600 | 800 | 150 | 350 | 2025-01-01
212390860 | ApooDr | ATPRO23-09H220V1B | ATPRO23-09H220V1A | 13 | 23.5 | 9.2 | Yes | Both | 3 | 600 | 800 | 150 | 350 | 2025-01-01
212390861 | ApooDr | ATPRO23-12H220V1B | ATPRO23-12H220V1A | 13 | 23 | 9.5 | Yes | Both | 3 | 600 | 800 | 150 | 350 | 2025-01-01
212390862 | ApooDr | ATPRO23-18H1B | ATPRO23-18H1A | 13 | 22 | 9 | Yes | No | 3 | 600 | 800 | 150 | 350 | 2025-01-01
212390863 | ApooDr | ATPRO23-24H1B | ATPRO23-24H1A | 12.5 | 20 | 9 | Yes | No | 3 | 600 | 800 | 150 | 350 | 2025-01-01
212390864 | ApooDr | AES19-09H1B | AES19-09H1A | 10 | 19 | 8.5 | No | N/A | 2 | 500 | 700 | 100 | 300 | 2025-01-01
212390868 | ApooDr | AES19-18H1B | AES19-18H1A | 9.4 | 19 | 8.5 | No | N/A | 2 | 500 | 700 | 100 | 300 | 2025-01-01
212390869 | ApooDr | AES19-24H1B | AES19-24H1A | 10 | 19 | 8.5 | No | N/A | 2 | 500 | 700 | 100 | 300 | 2025-01-01
211694638 | ApooDr | AES19-12H1A | AES19-12H1B | 10 | 19 | 8.5 | No | N/A | 2 | 500 | 700 | 100 | 300 | 2025-01-01
212390870 | ApooDr | AES19-36H1B | AES19-36H1A | 9 | 19 | 8.5 | No | N/A | 2 | 500 | 700 | 100 | 300 | 2025-01-01
216441121 | APOWER | AP4M36HP230VMO |  | 11.7 | 18 | 8.1 | No | N/A | 1 | 400 | 600 | 100 | 300 | 2025-01-01
215832413 | APOWER | AP2M18HP230VMO |  | 11.7 | 18 | 8.1 | No | N/A | 1 | 400 | 600 | 100 | 300 | 2025-01-01
215832436 | APOWER | AP3M24HP230VMO |  | 12 | 18 | 8.1 | No | N/A | 1 | 400 | 600 | 100 | 300 | 2025-01-01
215832439 | APOWER | AP4M30HP230VMO |  | 12 | 18 | 8.1 | No | N/A | 1 | 400 | 600 | 100 | 300 | 2025-01-01
215832442 | APOWER | AP5M36HP230VMO |  | 11.7 | 18 | 8.1 | No | N/A | 1 | 400 | 600 | 100 | 300 | 2025-01-01
215832445 | APOWER | AP5M42HP230VMO |  | 12 | 18 | 8.1 | No | N/A | 1 | 400 | 600 | 100 | 300 | 2025-01-01
215832441 | APOWER | AP5M36HP230VMO |  | 12 | 21 | 10 | No | N/A | 4 | 700 | 900 | 150 | 350 | 2025-01-01
215832444 | APOWER | AP5M42HP230VMO |  | 13 | 21 | 10 | No | N/A | 4 | 700 | 900 | 150 | 350 | 2025-01-01
215832435 | APOWER | AP3M24HP230VMO |  | 13.3 | 21 | 10 | No | N/A | 4 | 700 | 900 | 150 | 350 | 2025-01-01
215832438 | APOWER | AP4M30HP230VMO |  | 13.6 | 21 | 10 | No | N/A | 4 | 700 | 900 | 150 | 350 | 2025-01-01
215832412 | APOWER | AP2M18HP230VMO |  | 12 | 21 | 10 | No | N/A | 4 | 700 | 900 | 150 | 350 | 2025-01-01
216441120 | APOWER | AP4M36HP230VMO |  | 12 | 21 | 10 | No | N/A | 4 | 700 | 900 | 150 | 350 | 2025-01-01
216441122 | APOWER | AP4M36HP230VMO |  | 11.8 | 19 | 9 | No | N/A | 3 | 600 | 800 | 150 | 350 | 2025-01-01
215832437 | APOWER | AP3M24HP230VMO |  | 12.2 | 19 | 9 | No | N/A | 3 | 600 | 800 | 150 | 350 | 2025-01-01
215832440 | APOWER | AP4M30HP230VMO |  | 12.2 | 19 | 9 | No | N/A | 3 | 600 | 800 | 150 | 350 | 2025-01-01
215832443 | APOWER | AP5M36HP230VMO |  | 11.8 | 19 | 9 | No | N/A | 3 | 600 | 800 | 150 | 350 | 2025-01-01
215832414 | APOWER | AP2M18HP230VMO |  | 11.8 | 19 | 9 | No | N/A | 3 | 600 | 800 | 150 | 350 | 2025-01-01
215832446 | APOWER | AP5M42HP230VMO |  | 12.2 | 19 | 9 | No | N/A | 3 | 600 | 800 | 150 | 350 | 2025-01-01
215832405 | APOWER | AP12HP230VAO | AP12HP230VASI | 9.75 | 19 | 8.5 | No | N/A | 2 | 500 | 700 | 100 | 300 | 2025-01-01
215832406 | APOWER | AP18HP230VAO | AP18HP230VASI | 12.35 | 20 | 8.5 | No | N/A | 2 | 500 | 700 | 100 | 300 | 2025-01-01
215832407 | APOWER | AP24HP230VAO | AP24HP230VASI | 11.9 | 19 | 8.5 | No | N/A | 2 | 500 | 700 | 100 | 300 | 2025-01-01
215832408 | APOWER | AP09HP230VBO | AP09HP230VBI | 15 | 26 | 10.4 | No | N/A | 4 | 700 | 900 | 150 | 350 | 2025-01-01
215832409 | APOWER | AP12HP230VBO | AP12HP230VBI | 13 | 24.5 | 9.5 | No | N/A | 3 | 600 | 800 | 150 | 350 | 2025-01-01
215832410 | APOWER | AP18HP230VBO | AP18HP230VBI | 13.65 | 24.5 | 9 | No | N/A | 3 | 600 | 800 | 150 | 350 | 2025-01-01
215832411 | APOWER | AP24HP230VBO | AP24HP230VBI | 13.65 | 26 | 10 | No | N/A | 4 | 700 | 900 | 150 | 350 | 2025-01-01
215832415 | APOWER | AP09HP230VBO | APLZ09HP230V1AI | 13.1 | 22 | 9.5 | No | N/A | 3 | 600 | 800 | 150 | 350 | 2025-01-01
215832416 | APOWER | AP12HP230VBO | APLZ12HP230V1AI | 13 | 23 | 9 | No | N/A | 3 | 600 | 800 | 150 | 350 | 2025-01-01
215832417 | APOWER | AP18HP230VBO | APLZ18HP230V1AI | 10.9 | 21.5 | 8.5 | No | N/A | 2 | 500 | 700 | 100 | 300 | 2025-01-01
215832418 | APOWER | AP18HP230VBO | APLZ20HP230V1AI | 10.9 | 21.5 | 8.5 | No | N/A | 2 | 500 | 700 | 100 | 300 | 2025-01-01
215832419 | APOWER | AP24HP230VBO | APFC24HP230VAI | 12.6 | 22.5 | 9.5 | No | N/A | 3 | 600 | 800 | 150 | 350 | 2025-01-01
215832420 | APOWER | AP09HP230VBO | APFZ09HP230VAI | 15 | 23 | 9.4 | No | N/A | 3 | 600 | 800 | 150 | 350 | 2025-01-01
215832421 | APOWER | AP12HP230VBO | APFZ12HP230VAI | 13 | 23 | 9 | No | N/A | 3 | 600 | 800 | 150 | 350 | 2025-01-01
215832422 | APOWER | AP18HP230VBO | APFZ18HP230VAI | 11.6 | 21.5 | 8.5 | No | N/A | 2 | 500 | 700 | 100 | 300 | 2025-01-01
215832423 | APOWER | AP24HP230VBO | APDE09HP230VAI | 14.2 | 22 | 9.2 | No | N/A | 3 | 600 | 800 | 150 | 350 | 2025-01-01
215832424 | APOWER | AP09HP230VBO | APDE12HP230VAI | 13 | 21 | 9 | No | N/A | 3 | 600 | 800 | 150 | 350 | 2025-01-01
215832425 | APOWER | AP18HP230VBO | APDE18HP230VAI | 14 | 22.5 | 9 | No | N/A | 3 | 600 | 800 | 150 | 350 | 2025-01-01
215832426 | APOWER | AP24HP230VBO | APDE24HP230VAI | 12.3 | 19.5 | 9 | No | N/A | 3 | 600 | 800 | 150 | 350 | 2025-01-01
215832427 | APOWER | AP09HP230VBO | APCAS09HP230VAI | 15 | 24 | 9.2 | No | N/A | 3 | 600 | 800 | 150 | 350 | 2025-01-01
215832428 | APOWER | AP12HP230VBO | APCAS12HP230VAI | 12.3 | 21.5 | 9.5 | No | N/A | 3 | 600 | 800 | 150 | 350 | 2025-01-01
215832429 | APOWER | AP18HP230VBO | APCAS18HP230VAI | 10.9 | 21 | 9 | No | N/A | 3 | 600 | 800 | 150 | 350 | 2025-01-01
215832430 | APOWER | AP24HP230VBO | APCAS24HP230VAI | 11.6 | 22.5 | 9 | No | N/A | 3 | 600 | 800 | 150 | 350 | 2025-01-01
215832431 | APOWER | AP36HP230VAO | AP36HP230VFSI | 12 | 20 | 8.5 | No | N/A | 2 | 500 | 700 | 100 | 300 | 2025-01-01
215832432 | APOWER | AP36HP230VAO | AP36HP230VDAI | 11.95 | 20 | 8.5 | No | N/A | 2 | 500 | 700 | 100 | 300 | 2025-01-01
215832433 | APOWER | AP36HP230VAO | AP36HP230VCASI | 11.95 | 21 | 8.5 | No | N/A | 2 | 500 | 700 | 100 | 300 | 2025-01-01
215832434 | APOWER | AP36HP230VAO | AP36HP230VFCI | 11.25 | 21 | 8.5 | No | N/A | 2 | 500 | 700 | 100 | 300 | 2025-01-01
216441675 | APOWER | AP09HP230VBO | APDE09HP230VAI | 14.2 | 22 | 9.2 | No | N/A | 3 | 600 | 800 | 150 | 350 | 2025-01-01
216441676 | APOWER | AP12HP230VBO | APDE12HP230VAI | 13 | 21 | 9 | No | N/A | 3 | 600 | 800 | 150 | 350 | 2025-01-01
215832401 | APOWER | AP36HP230VAO | AP36HP230VASI | 10.6 | 21 | 8.5 | No | N/A | 2 | 500 | 700 | 100 | 300 | 2025-01-01
215832402 | APOWER | AP09HP115VAO | AP09HP115VAI | 11.9 | 20.5 | 8.8 | No | N/A | 2 | 500 | 700 | 100 | 300 | 2025-01-01
215832403 | APOWER | AP12HP115VAO | AP12HP115VAI | 9.3 | 19 | 8.5 | No | N/A | 2 | 500 | 700 | 100 | 300 | 2025-01-01
215832404 | APOWER | AP09HP230VAO | AP09HP230VASI | 12.5 | 20.5 | 8.8 | No | N/A | 2 | 500 | 700 | 100 | 300 | 2025-01-01
217022165 | Aprodr | TM3OA-18HFN1 |  | 12 | 20 | 10 | No | N/A | 4 | 700 | 900 | 150 | 350 | 2025-01-01
217022168 | Aprodr | TM4OJ-27HFN1 |  | 12 | 21 | 9 | No | N/A | 3 | 600 | 800 | 150 | 350 | 2025-01-01
217022171 | Aprodr | TM5OG-36HFN1 |  | 11.7 | 20 | 9.2 | No | N/A | 3 | 600 | 800 | 150 | 350 | 2025-01-01
217022174 | Aprodr | TM6OG-48HFN1 |  | 12 | 20.4 | 10.6 | No | N/A | 4 | 700 | 900 | 150 | 350 | 2025-01-01
217022177 | Aprodr | TM6OG-55HFN1 |  | 10 | 18 | 9.2 | No | N/A | 3 | 600 | 800 | 150 | 350 | 2025-01-01
217022176 | Aprodr | TM6OG-55HFN1 |  | 10 | 19.2 | 9.6 | No | N/A | 3 | 600 | 800 | 150 | 350 | 2025-01-01
217022170 | Aprodr | TM5OG-36HFN1 |  | 12 | 23.1 | 10 | No | N/A | 4 | 700 | 900 | 150 | 350 | 2025-01-01
217022173 | Aprodr | TM6OG-48HFN1 |  | 11.7 | 21.3 | 10 | No | N/A | 4 | 700 | 900 | 150 | 350 | 2025-01-01
217022164 | Aprodr | TM3OA-18HFN1 |  | 12.5 | 23 | 10 | No | N/A | 4 | 700 | 900 | 150 | 350 | 2025-01-01
217022167 | Aprodr | TM4OJ-27HFN1 |  | 12.2 | 23 | 9.5 | No | N/A | 3 | 600 | 800 | 150 | 350 | 2025-01-01
217022166 | Aprodr | TM3OA-18HFN1 |  | 12.25 | 21.5 | 10 | No | N/A | 4 | 700 | 900 | 150 | 350 | 2025-01-01
217022169 | Aprodr | TM4OJ-27HFN1 |  | 12.1 | 22 | 9.25 | No | N/A | 3 | 600 | 800 | 150 | 350 | 2025-01-01
217022172 | Aprodr | TM5OG-36HFN1 |  | 11.85 | 21.55 | 9.6 | No | N/A | 3 | 600 | 800 | 150 | 350 | 2025-01-01
217022178 | Aprodr | TM6OG-55HFN1 |  | 10 | 18.6 | 9.4 | No | N/A | 3 | 600 | 800 | 150 | 350 | 2025-01-01
217022175 | Aprodr | TM6OG-48HFN1 |  | 11.85 | 20.85 | 10.3 | No | N/A | 4 | 700 | 900 | 150 | 350 | 2025-01-01
217022156 | Aprodr | TAG22-09H1B | TAG22-09H1A | 12.5 | 21.5 | 9 | No | N/A | 3 | 600 | 800 | 150 | 350 | 2025-01-01
217022157 | Aprodr | TAG22-12H1B | TAG22-12H1A | 10 | 21.3 | 8.7 | No | N/A | 2 | 500 | 700 | 100 | 300 | 2025-01-01
217022158 | Aprodr | TAG22-09H220V1B | TAG22-09H220V1A | 12.6 | 21.6 | 9.4 | No | N/A | 3 | 600 | 800 | 150 | 350 | 2025-01-01
217022159 | Aprodr | TAG22-12H220V1B | TAG22-12H220V1A | 10.8 | 21.3 | 9.2 | No | N/A | 3 | 600 | 800 | 150 | 350 | 2025-01-01
217022160 | Aprodr | TAG22-18H1B | TAG22-18H1A | 11.5 | 20.2 | 9.1 | No | N/A | 3 | 600 | 800 | 150 | 350 | 2025-01-01
217022161 | Aprodr | TAG22-24H1B | TAG22-24H1A | 9.6 | 18.5 | 9 | No | N/A | 3 | 600 | 800 | 150 | 350 | 2025-01-01
217022162 | Aprodr | TAG22-30H1B | TAG22-30H1A | 12 | 22.3 | 9 | No | N/A | 3 | 600 | 800 | 150 | 350 | 2025-01-01
217022163 | Aprodr | TAG22-36H1B | TAG22-36H1A | 9.3 | 19.5 | 9.1 | No | N/A | 3 | 600 | 800 | 150 | 350 | 2025-01-01
201835527 | ARCOAIRE | DLCMRAH18BAK |  | 11.7 | 18.3 | 9 | Yes | No | 3 | 600 | 800 | 150 | 350 | 2025-01-01
215357143 | ARCOAIRE | D5CMHAH30EAK |  | 12.5 | 19.5 | 10.5 | Yes | Both | 4 | 700 | 900 | 150 | 350 | 2025-01-01
215357149 | ARCOAIRE | D5CMHAH36EAK |  | 12 | 19.5 | 10.5 | Yes | Both | 4 | 700 | 900 | 150 | 350 | 2025-01-01
215357154 | ARCOAIRE | D5CMHAH48FAK |  | 11.7 | 20.5 | 11 | Yes | Both | 4 | 700 | 900 | 150 | 350 | 2025-01-01
215357160 | ARCOAIRE | D5CMHAH55FAK |  | 11.7 | 20.2 | 10.7 | Yes | Both | 4 | 700 | 900 | 150 | 350 | 2025-01-01
215357165 | ARCOAIRE | D5CMRAH18CAK |  | 12 | 20 | 10 | Yes | Both | 4 | 700 | 900 | 150 | 350 | 2025-01-01
215357171 | ARCOAIRE | D5CMRAH24DAK |  | 12.5 | 21 | 9.5 | Yes | Both | 3 | 600 | 800 | 150 | 350 | 2025-01-01
215357179 | ARCOAIRE | D5CMRAH30EAK |  | 12 | 21 | 9.5 | Yes | Both | 3 | 600 | 800 | 150 | 350 | 2025-01-01
215357182 | ARCOAIRE | D5CMRAH36EAK |  | 11.7 | 20 | 9.2 | Yes | Both | 3 | 600 | 800 | 150 | 350 | 2025-01-01
215357185 | ARCOAIRE | D5CMRAH48FAK |  | 12 | 20.5 | 10.6 | Yes | Both | 4 | 700 | 900 | 150 | 350 | 2025-01-01
215357188 | ARCOAIRE | D5CMRAH55FAK |  | 10 | 18 | 9.3 | No | N/A | 3 | 600 | 800 | 150 | 350 | 2025-01-01
215357127 | ARCOAIRE | D5CMHAH18CAK |  | 13 | 20 | 10 | Yes | Both | 4 | 700 | 900 | 150 | 350 | 2025-01-01
215357132 | ARCOAIRE | D5CMHAH24DAK |  | 13 | 20 | 9.5 | Yes | Both | 3 | 600 | 800 | 150 | 350 | 2025-01-01
207643000 | ARCOAIRE | DLCMHBH48EAK |  | 11.7 | 20.9 | 9 | Yes | Both | 3 | 600 | 800 | 150 | 350 | 2025-01-01
201835528 | ARCOAIRE | DLCMRAH27CAK |  | 11 | 20 | 8.5 | No | N/A | 2 | 500 | 700 | 100 | 300 | 2025-01-01
201835529 | ARCOAIRE | DLCMRAH36DAK |  | 10 | 18.5 | 8.7 | No | N/A | 2 | 500 | 700 | 100 | 300 | 2025-01-01
201835530 | ARCOAIRE | DLCMRAH48EAK |  | 10.1 | 18.3 | 9.6 | No | N/A | 3 | 600 | 800 | 150 | 350 | 2025-01-01
207642988 | ARCOAIRE | DLCMRBH18BAK |  | 12 | 19 | 9.8 | Yes | Both | 3 | 600 | 800 | 150 | 350 | 2025-01-01
207642991 | ARCOAIRE | DLCMHBH24CAK |  | 12.5 | 21.3 | 9.7 | Yes | Both | 3 | 600 | 800 | 150 | 350 | 2025-01-01
207642994 | ARCOAIRE | DLCMHBH30DAK |  | 12 | 20 | 9.2 | Yes | No | 3 | 600 | 800 | 150 | 350 | 2025-01-01
207642996 | ARCOAIRE | DLCMRBH36DAK |  | 11 | 20 | 9.2 | No | N/A | 3 | 600 | 800 | 150 | 350 | 2025-01-01
207643003 | ARCOAIRE | DLCMHBH36DAK |  | 11.7 | 19 | 10 | Yes | No | 4 | 700 | 900 | 150 | 350 | 2025-01-01
207643006 | ARCOAIRE | DLCMRBH48EAK |  | 10.8 | 20.5 | 9.7 | No | N/A | 3 | 600 | 800 | 150 | 350 | 2025-01-01
207643005 | ARCOAIRE | DLCMRBH48EAK |  | 11 | 21.1 | 9.5 | No | N/A | 3 | 600 | 800 | 150 | 350 | 2025-01-01
207642997 | ARCOAIRE | DLCMRBH36DAK |  | 10.6 | 23.1 | 9.6 | No | N/A | 3 | 600 | 800 | 150 | 350 | 2025-01-01
207642993 | ARCOAIRE | DLCMHBH30DAK |  | 12 | 22.4 | 9.5 | Yes | No | 3 | 600 | 800 | 150 | 350 | 2025-01-01
207642999 | ARCOAIRE | DLCMHBH48EAK |  | 11 | 21.2 | 10 | Yes | Both | 4 | 700 | 900 | 150 | 350 | 2025-01-01
207642987 | ARCOAIRE | DLCMRBH18BAK |  | 12.5 | 21 | 10.2 | Yes | No | 4 | 700 | 900 | 150 | 350 | 2025-01-01
207642990 | ARCOAIRE | DLCMHBH24CAK |  | 12.5 | 22.3 | 9.6 | Yes | Both | 3 | 600 | 800 | 150 | 350 | 2025-01-01
201835524 | ARCOAIRE | DLCMRAH18BAK |  | 11.7 | 20.5 | 8.7 | Yes | No | 2 | 500 | 700 | 100 | 300 | 2025-01-01
201835525 | ARCOAIRE | DLCMRAH27CAK |  | 11.5 | 22 | 9.6 | Yes | Both | 3 | 600 | 800 | 150 | 350 | 2025-01-01
201835550 | ARCOAIRE | DLCMRAH48EAK |  | 11 | 20.5 | 8.8 | No | N/A | 2 | 500 | 700 | 100 | 300 | 2025-01-01
213363382 | ARCOAIRE | DLCMTAH48EAK |  | 10 | 18.7 | 8.8 | Yes | Yes | 2 | 500 | 700 | 100 | 300 | 2025-01-01
216765603 | ARCOAIRE | D5CMTAH18CAK |  | 11.7 | 18.5 | 9.2 | Yes | Both | 3 | 600 | 800 | 150 | 350 | 2025-01-01
216765604 | ARCOAIRE | D5CMTAH27DAK |  | 10.5 | 18.5 | 8.5 | Yes | Yes | 2 | 500 | 700 | 100 | 300 | 2025-01-01
216765605 | ARCOAIRE | D5CMTAH36EAK |  | 9.5 | 18.8 | 8.5 | Yes | Yes | 2 | 500 | 700 | 100 | 300 | 2025-01-01
216765606 | ARCOAIRE | D5CMTAH48FAK |  | 10 | 18.7 | 9.5 | Yes | Yes | 3 | 600 | 800 | 150 | 350 | 2025-01-01
207643002 | ARCOAIRE | DLCMHBH36DAK |  | 12.5 | 20 | 9.7 | Yes | Both | 3 | 600 | 800 | 150 | 350 | 2025-01-01
215357131 | ARCOAIRE | D5CMHAH24DAK |  | 13 | 24 | 10 | Yes | Both | 4 | 700 | 900 | 150 | 350 | 2025-01-01
215357125 | ARCOAIRE | D5CMHAH18CAK |  | 15 | 25 | 10.5 | Yes | Both | 4 | 700 | 900 | 150 | 350 | 2025-01-01
215357187 | ARCOAIRE | D5CMRAH55FAK |  | 10 | 22 | 9.6 | No | N/A | 3 | 600 | 800 | 150 | 350 | 2025-01-01
215357181 | ARCOAIRE | D5CMRAH36EAK |  | 12 | 24 | 9.5 | Yes | Both | 3 | 600 | 800 | 150 | 350 | 2025-01-01
215357184 | ARCOAIRE | D5CMRAH48FAK |  | 12.5 | 24 | 10.4 | Yes | Both | 4 | 700 | 900 | 150 | 350 | 2025-01-01
215357178 | ARCOAIRE | D5CMRAH30EAK |  | 13 | 25 | 10 | Yes | Both | 4 | 700 | 900 | 150 | 350 | 2025-01-01
215357169 | ARCOAIRE | D5CMRAH24DAK |  | 13.5 | 25 | 9.5 | Yes | Both | 3 | 600 | 800 | 150 | 350 | 2025-01-01
215357163 | ARCOAIRE | D5CMRAH18CAK |  | 14 | 25.2 | 9.8 | Yes | Both | 3 | 600 | 800 | 150 | 350 | 2025-01-01
215357147 | ARCOAIRE | D5CMHAH36EAK |  | 13.1 | 23.1 | 10.7 | Yes | Both | 4 | 700 | 900 | 150 | 350 | 2025-01-01
215357152 | ARCOAIRE | D5CMHAH48FAK |  | 12 | 23 | 11.3 | Yes | Both | 4 | 700 | 900 | 150 | 350 | 2025-01-01
215357158 | ARCOAIRE | D5CMHAH55FAK |  | 12 | 22.3 | 10.5 | Yes | Both | 4 | 700 | 900 | 150 | 350 | 2025-01-01
215357141 | ARCOAIRE | D5CMHAH30EAK |  | 13.2 | 24 | 10.7 | Yes | Both | 4 | 700 | 900 | 150 | 350 | 2025-01-01
201835526 | ARCOAIRE | DLCMRAH36DAK |  | 10.5 | 21.4 | 8.6 | Yes | Yes | 2 | 500 | 700 | 100 | 300 | 2025-01-01
213363385 | ARCOAIRE | DLCMTAH27CAK |  | 11.5 | 20 | 8.5 | No | N/A | 2 | 500 | 700 | 100 | 300 | 2025-01-01
213363388 | ARCOAIRE | DLCMTAH18BAK |  | 11.5 | 18 | 8.7 | Yes | Both | 2 | 500 | 700 | 100 | 300 | 2025-01-01
213363391 | ARCOAIRE | DLCMTAH36DAK |  | 10 | 20 | 8.5 | No | N/A | 2 | 500 | 700 | 100 | 300 | 2025-01-01
215357150 | ARCOAIRE | D5CMHAH36EAK |  | 12.55 | 21.3 | 10.6 | Yes | Both | 4 | 700 | 900 | 150 | 350 | 2025-01-01
215357145 | ARCOAIRE | D5CMHAH30EAK |  | 12.85 | 21.75 | 10.6 | Yes | Both | 4 | 700 | 900 | 150 | 350 | 2025-01-01
215357156 | ARCOAIRE | D5CMHAH48FAK |  | 11.85 | 21.75 | 11.15 | Yes | Both | 4 | 700 | 900 | 150 | 350 | 2025-01-01
215357167 | ARCOAIRE | D5CMRAH18CAK |  | 13 | 22.6 | 9.9 | Yes | Both | 3 | 600 | 800 | 150 | 350 | 2025-01-01
215357162 | ARCOAIRE | D5CMHAH55FAK |  | 11.85 | 21.25 | 10.6 | Yes | Both | 4 | 700 | 900 | 150 | 350 | 2025-01-01
215357172 | ARCOAIRE | D5CMRAH24DAK |  | 13 | 23 | 9.5 | Yes | Both | 3 | 600 | 800 | 150 | 350 | 2025-01-01
215357186 | ARCOAIRE | D5CMRAH48FAK |  | 12.25 | 22.5 | 10.5 | Yes | Both | 4 | 700 | 900 | 150 | 350 | 2025-01-01
215357183 | ARCOAIRE | D5CMRAH36EAK |  | 11.85 | 22 | 9.35 | Yes | Both | 3 | 600 | 800 | 150 | 350 | 2025-01-01
215357180 | ARCOAIRE | D5CMRAH30EAK |  | 12.5 | 23 | 9.75 | Yes | Both | 3 | 600 | 800 | 150 | 350 | 2025-01-01
215357189 | ARCOAIRE | D5CMRAH55FAK |  | 10 | 20 | 9.45 | No | N/A | 3 | 600 | 800 | 150 | 350 | 2025-01-01
215357129 | ARCOAIRE | D5CMHAH18CAK |  | 14 | 22.5 | 10.25 | Yes | Both | 4 | 700 | 900 | 150 | 350 | 2025-01-01
215357134 | ARCOAIRE | D5CMHAH24DAK |  | 13 | 22 | 9.75 | Yes | Both | 3 | 600 | 800 | 150 | 350 | 2025-01-01
207643001 | ARCOAIRE | DLCMHBH48EAK |  | 11.35 | 21.05 | 9.4 | Yes | Both | 3 | 600 | 800 | 150 | 350 | 2025-01-01
201835548 | ARCOAIRE | DLCMRAH36DAK |  | 10.25 | 19.95 | 8.65 | No | N/A | 2 | 500 | 700 | 100 | 300 | 2025-01-01
201835549 | ARCOAIRE | DLCMRAH48EAK |  | 10.55 | 19.4 | 9.2 | No | N/A | 3 | 600 | 800 | 150 | 350 | 2025-01-01
201835547 | ARCOAIRE | DLCMRAH27CAK |  | 11.25 | 21 | 9.05 | No | N/A | 3 | 600 | 800 | 150 | 350 | 2025-01-01
201835551 | ARCOAIRE | DLCMRAH18BAK |  | 11.7 | 19.4 | 8.85 | Yes | No | 2 | 500 | 700 | 100 | 300 | 2025-01-01
207642989 | ARCOAIRE | DLCMRBH18BAK |  | 12.25 | 20 | 10 | Yes | No | 4 | 700 | 900 | 150 | 350 | 2025-01-01
207642995 | ARCOAIRE | DLCMHBH30DAK |  | 12 | 21.2 | 9.35 | Yes | No | 3 | 600 | 800 | 150 | 350 | 2025-01-01
207642992 | ARCOAIRE | DLCMHBH24CAK |  | 12.5 | 21.8 | 9.65 | Yes | Both | 3 | 600 | 800 | 150 | 350 | 2025-01-01
207642998 | ARCOAIRE | DLCMRBH36DAK |  | 10.8 | 21.55 | 9.4 | No | N/A | 3 | 600 | 800 | 150 | 350 | 2025-01-01
207643007 | ARCOAIRE | DLCMRBH48EAK |  | 10.9 | 20.8 | 9.6 | No | N/A | 3 | 600 | 800 | 150 | 350 | 2025-01-01
207643004 | ARCOAIRE | DLCMHBH36DAK |  | 12.1 | 19.5 | 9.85 | Yes | Both | 3 | 600 | 800 | 150 | 350 | 2025-01-01
213214842 | ARCOAIRE | DLCPRBH09AAK | DLFPHAH09XAK | 14.4 | 25.5 | 15 | Yes | Both | 4 | 700 | 900 | 150 | 350 | 2025-01-01
213214843 | ARCOAIRE | DLCPRBH12AAK | DLFPHAH12XAK | 12.5 | 24 | 10.5 | Yes | Both | 4 | 700 | 900 | 150 | 350 | 2025-01-01
213214844 | ARCOAIRE | DLCPRBH18AAK | DLFPHAH18XAK | 13.5 | 23.5 | 13.5 | Yes | Both | 4 | 700 | 900 | 150 | 350 | 2025-01-01
209270247 | ARCOAIRE | DLCSRBH09AAK | DLFCCAH09XAK | 13 | 24 | 12.4 | Yes | Both | 4 | 700 | 900 | 150 | 350 | 2025-01-01
209270248 | ARCOAIRE | DLCSRBH18AAK | DLFCCAH18XAK | 12.5 | 19.8 | 11.2 | Yes | Both | 4 | 700 | 900 | 150 | 350 | 2025-01-01
212521257 | ARCOAIRE | DLCPRAH09AAK | DLFPHBH09XAK | 12.1 | 19.5 | 12.1 | Yes | No | 4 | 700 | 900 | 150 | 350 | 2025-01-01
212521258 | ARCOAIRE | DLCPRAH12AAK | DLFPHBH12XAK | 11 | 18.2 | 10 | Yes | Both | 4 | 700 | 900 | 150 | 350 | 2025-01-01
212521284 | ARCOAIRE | DLCPRAH18AAK | DLFPHBH18XAK | 12.4 | 24.1 | 12 | Yes | Both | 4 | 700 | 900 | 150 | 350 | 2025-01-01
208447614 | ARCOAIRE | DLCSRBH12AAK | DLFSHCH12XAK | 14 | 25.5 | 10.4 | Yes | Both | 4 | 700 | 900 | 150 | 350 | 2025-01-01
208447615 | ARCOAIRE | DLCSRBH24AAK | DLFSHCH24XAK | 13 | 21.5 | 11.4 | Yes | Both | 4 | 700 | 900 | 150 | 350 | 2025-01-01
208447617 | ARCOAIRE | DLCSRBH09AAK | DLFSHCH09XAK | 16.2 | 28.1 | 11.5 | Yes | Both | 4 | 700 | 900 | 150 | 350 | 2025-01-01
208447618 | ARCOAIRE | DLCSRBH30AAK | DLFSHCH30XAK | 11.5 | 20.1 | 9 | No | N/A | 3 | 600 | 800 | 150 | 350 | 2025-01-01
208447619 | ARCOAIRE | DLCSRBH18AAK | DLFSHCH18XAK | 12.5 | 21.5 | 11.3 | Yes | Both | 4 | 700 | 900 | 150 | 350 | 2025-01-01
208447620 | ARCOAIRE | DLCSRBH12AAJ | DLFSHCH12XAJ | 13 | 23.5 | 10 | Yes | No | 4 | 700 | 900 | 150 | 350 | 2025-01-01
208447621 | ARCOAIRE | DLCSRBH06AAK | DLFSHCH06XAK | 15.8 | 26.5 | 13.6 | Yes | Both | 4 | 700 | 900 | 150 | 350 | 2025-01-01
208447694 | ARCOAIRE | DLCERBH12AAJ | DLFEHBH12XAJ | 10.3 | 20.8 | 8.7 | No | N/A | 2 | 500 | 700 | 100 | 300 | 2025-01-01
208447695 | ARCOAIRE | DLCERBH09AAJ | DLFEHBH09XAJ | 12.5 | 21.5 | 9.1 | Yes | Both | 3 | 600 | 800 | 150 | 350 | 2025-01-01
208447697 | ARCOAIRE | DLCERBH18AAK | DLFEHBH18XAK | 11 | 19.5 | 8.7 | No | N/A | 2 | 500 | 700 | 100 | 300 | 2025-01-01
208447698 | ARCOAIRE | DLCERBH30AAK | DLFEHBH30XAK | 12.2 | 21 | 8.7 | Yes | No | 2 | 500 | 700 | 100 | 300 | 2025-01-01
208447699 | ARCOAIRE | DLCERBH12AAK | DLFEHBH12XAK | 10.8 | 21.4 | 9.2 | No | N/A | 3 | 600 | 800 | 150 | 350 | 2025-01-01
208447700 | ARCOAIRE | DLCERBH09AAK | DLFEHBH09XAK | 12.6 | 21.7 | 9.4 | Yes | Both | 3 | 600 | 800 | 150 | 350 | 2025-01-01
208447701 | ARCOAIRE | DLCERBH24AAK | DLFEHBH24XAK | 9.5 | 18.5 | 8.6 | No | N/A | 2 | 500 | 700 | 100 | 300 | 2025-01-01
208101283 | ARCOAIRE | DLCLRCH58AAK | DLFLDAH58XAK | 10.3 | 17 | 8.4 | No | N/A | 1 | 400 | 600 | 100 | 300 | 2025-01-01
208101284 | ARCOAIRE | DLCLRCH58AAK | DLFLFAH58XAK | 9.8 | 19.8 | 9 | No | N/A | 3 | 600 | 800 | 150 | 350 | 2025-01-01
208102123 | ARCOAIRE | DLCSRBH30AAK11 | DLFSHBH30XAK | 12.2 | 21 | 8.7 | Yes | No | 2 | 500 | 700 | 100 | 300 | 2025-01-01
207826644 | ARCOAIRE | DLCPRBH18AAK | DLFPHBH18XAK | 15.3 | 26.3 | 15.5 | Yes | Both | 4 | 700 | 900 | 150 | 350 | 2025-01-01
207801568 | ARCOAIRE | DLCSRBH18AAK | DLFSDAH24XAK | 12.1 | 18 | 10.5 | Yes | Both | 4 | 700 | 900 | 150 | 350 | 2025-01-01
207683321 | ARCOAIRE | DLCLRCH36AAK | DLFLCBH36XAK | 9.4 | 19.2 | 8.8 | No | N/A | 2 | 500 | 700 | 100 | 300 | 2025-01-01
207683322 | ARCOAIRE | DLCLRCH36AAK | DLFLDAH36XAK | 8.8 | 15.8 | 8.8 | No | N/A | 2 | 500 | 700 | 100 | 300 | 2025-01-01
207683323 | ARCOAIRE | DLCLRCH36AAK | DLFLFAH36XAK | 8.5 | 19 | 9 | No | N/A | 3 | 600 | 800 | 150 | 350 | 2025-01-01
207683324 | ARCOAIRE | DLCLRCH48AAK | DLFLCBH48XAK | 9.5 | 18.5 | 9.8 | No | N/A | 3 | 600 | 800 | 150 | 350 | 2025-01-01
207683326 | ARCOAIRE | DLCLRCH48AAK | DLFLFAH48XAK | 9.3 | 18.9 | 10 | Yes | Yes | 4 | 700 | 900 | 150 | 350 | 2025-01-01
207683327 | ARCOAIRE | DLCSRBH24AAK | DLFSCBH24XAK | 11 | 20.5 | 11.5 | Yes | Both | 4 | 700 | 900 | 150 | 350 | 2025-01-01
207614959 | ARCOAIRE | DLCPRBH09AAK | DLFPHBH09XAK | 16 | 27 | 17.5 | Yes | Both | 4 | 700 | 900 | 150 | 350 | 2025-01-01
207614960 | ARCOAIRE | DLCPRBH12AAK | DLFPHBH12XAK | 14 | 25.3 | 11.7 | Yes | Both | 4 | 700 | 900 | 150 | 350 | 2025-01-01
207188905 | ARCOAIRE | DLCSRBH06AAK | DLFSHBH06XAK | 15 | 23.5 | 12 | Yes | Both | 4 | 700 | 900 | 150 | 350 | 2025-01-01
207188906 | ARCOAIRE | DLCSRBH30AAK | DLFSHBH30XAK | 12.2 | 21 | 8.2 | Yes | No | 1 | 400 | 600 | 100 | 300 | 2025-01-01
206350382 | ARCOAIRE | DLCSRBH09AAK | DLFSCAH09XAK | 13 | 20.5 | 10.3 | Yes | Both | 4 | 700 | 900 | 150 | 350 | 2025-01-01
206350383 | ARCOAIRE | DLCSRBH09AAK | DLFSDAH09XAK | 13.2 | 20.2 | 12 | Yes | Both | 4 | 700 | 900 | 150 | 350 | 2025-01-01
206350384 | ARCOAIRE | DLCSRBH12AAK | DLFSCAH12XAK | 12.7 | 22.3 | 10.2 | Yes | Both | 4 | 700 | 900 | 150 | 350 | 2025-01-01
206350385 | ARCOAIRE | DLCSRBH12AAK | DLFSDAH12XAK | 11.7 | 19.5 | 10 | Yes | Both | 4 | 700 | 900 | 150 | 350 | 2025-01-01
206350386 | ARCOAIRE | DLCSRBH12AAK | DLFSFAH12XAK | 13 | 23.6 | 10 | Yes | Both | 4 | 700 | 900 | 150 | 350 | 2025-01-01
206350387 | ARCOAIRE | DLCSRBH18AAK | DLFSCAH18XAK | 12.5 | 20 | 9.5 | Yes | Both | 3 | 600 | 800 | 150 | 350 | 2025-01-01
206350388 | ARCOAIRE | DLCSRBH18AAK | DLFSDAH18XAK | 11.7 | 18 | 9.5 | Yes | Both | 3 | 600 | 800 | 150 | 350 | 2025-01-01
206350389 | ARCOAIRE | DLCSRBH18AAK | DLFSFAH18XAK | 12.5 | 20.5 | 9.8 | Yes | Both | 3 | 600 | 800 | 150 | 350 | 2025-01-01
206350391 | ARCOAIRE | DLCSRBH24AAK | DLFSDAH24XAK | 12 | 19.2 | 10.5 | Yes | Both | 4 | 700 | 900 | 150 | 350 | 2025-01-01
206350392 | ARCOAIRE | DLCSRBH24AAK | DLFSFAH24XAK | 11.7 | 20.5 | 11 | Yes | Both | 4 | 700 | 900 | 150 | 350 | 2025-01-01
206361868 | ARCOAIRE | DLCSRBH12AAJ | DLFSHBH12XAJ | 12.5 | 22.7 | 10.4 | Yes | No | 4 | 700 | 900 | 150 | 350 | 2025-01-01
206361869 | ARCOAIRE | DLCSRBH09AAK | DLFSHBH09XAK | 15.8 | 26.4 | 11.6 | Yes | Both | 4 | 700 | 900 | 150 | 350 | 2025-01-01
206361870 | ARCOAIRE | DLCSRBH12AAK | DLFSHBH12XAK | 13 | 23.1 | 10.5 | Yes | Both | 4 | 700 | 900 | 150 | 350 | 2025-01-01
206361871 | ARCOAIRE | DLCSRBH18AAK | DLFSHBH18XAK | 13 | 22 | 10.6 | Yes | Both | 4 | 700 | 900 | 150 | 350 | 2025-01-01
206361872 | ARCOAIRE | DLCSRBH24AAK | DLFSHBH24XAK | 12.5 | 22.3 | 10.3 | Yes | Both | 4 | 700 | 900 | 150 | 350 | 2025-01-01
206188282 | ARCOAIRE | DLCLRBH36AAK | DLFLFAH36XAK | 8 | 17 | 8.8 | No | N/A | 2 | 500 | 700 | 100 | 300 | 2025-01-01
206188283 | ARCOAIRE | DLCLRBH36AAK | DLFLCAH36XAK | 9 | 17.6 | 9.2 | No | N/A | 3 | 600 | 800 | 150 | 350 | 2025-01-01
206188284 | ARCOAIRE | DLCLRBH36AAK | DLFLDAH36XAK | 8.8 | 15.8 | 8.8 | No | N/A | 2 | 500 | 700 | 100 | 300 | 2025-01-01
206188285 | ARCOAIRE | DLCLRBH48AAK | DLFLFAH48XAK | 9 | 18 | 9 | No | N/A | 3 | 600 | 800 | 150 | 350 | 2025-01-01
206188286 | ARCOAIRE | DLCLRBH48AAK | DLFLCAH48XAK | 9.5 | 17 | 8.8 | No | N/A | 2 | 500 | 700 | 100 | 300 | 2025-01-01
205967966 | ARCOAIRE | DLCVRAH09AAJ | DLFVHAH09XAJ | 10.1 | 17 | 9 | No | N/A | 3 | 600 | 800 | 150 | 350 | 2025-01-01
205967967 | ARCOAIRE | DLCVRAH12AAJ | DLFVHAH12XAJ | 8.8 | 17.4 | 8.7 | No | N/A | 2 | 500 | 700 | 100 | 300 | 2025-01-01
205967968 | ARCOAIRE | DLCVRAH09AAK | DLFVHAH09XAK | 10.5 | 18.5 | 8.8 | Yes | Yes | 2 | 500 | 700 | 100 | 300 | 2025-01-01
205967969 | ARCOAIRE | DLCVRAH12AAK | DLFVHAH12XAK | 8.8 | 17.6 | 8.8 | No | N/A | 2 | 500 | 700 | 100 | 300 | 2025-01-01
205967970 | ARCOAIRE | DLCVRAH18AAK | DLFVHAH18XAK | 9.9 | 18.3 | 8.7 | No | N/A | 2 | 500 | 700 | 100 | 300 | 2025-01-01
202463642 | ARCOAIRE | DLCPRAH18AAK | DLFPHAH18XAK | 14.5 | 26.2 | 12 | Yes | Both | 4 | 700 | 900 | 150 | 350 | 2025-01-01
202463643 | ARCOAIRE | DLCPRAH24AAK | DLFPHAH24XAK | 13.7 | 23.5 | 10.5 | Yes | Both | 4 | 700 | 900 | 150 | 350 | 2025-01-01
201835542 | ARCOAIRE | DLCLRAH36AAK | DLFLCAH36XAK | 9 | 17.5 | 9.3 | No | N/A | 3 | 600 | 800 | 150 | 350 | 2025-01-01
201835544 | ARCOAIRE | DLCLRAH48AAK | DLFLFAH48XAK | 9.3 | 17.8 | 9 | No | N/A | 3 | 600 | 800 | 150 | 350 | 2025-01-01
201835545 | ARCOAIRE | DLCLRAH48AAK | DLFLCAH48XAK | 9.5 | 16.8 | 9 | No | N/A | 3 | 600 | 800 | 150 | 350 | 2025-01-01
201835546 | ARCOAIRE | DLCLRAH58AAK | DLFLFAH58XAK | 9.8 | 18 | 9.4 | No | N/A | 3 | 600 | 800 | 150 | 350 | 2025-01-01
201835506 | ARCOAIRE | DLCPRAH09AAK | DLFPHAH09XAK | 15 | 26 | 12.5 | Yes | Both | 4 | 700 | 900 | 150 | 350 | 2025-01-01
201835507 | ARCOAIRE | DLCPRAH12AAK | DLFPHAH12XAK | 13.5 | 24 | 9.5 | Yes | Both | 3 | 600 | 800 | 150 | 350 | 2025-01-01
201835523 | ARCOAIRE | DLCLRAH58AAK | DLFLDAH58XAK | 9 | 15.4 | 8.4 | No | N/A | 1 | 400 | 600 | 100 | 300 | 2025-01-01
201835541 | ARCOAIRE | DLCLRAH36AAK | DLFLFAH36XAK | 8 | 16 | 10 | No | N/A | 4 | 700 | 900 | 150 | 350 | 2025-01-01
216091445 | ARCOAIRE | DLCSRBH06AAK | DHMAHBQ06XA3 | 15.8 | 26.5 | 13.6 | Yes | Both | 4 | 700 | 900 | 150 | 350 | 2025-01-01
216091461 | ARCOAIRE | DLCSRBH09AAK | DHMAHBQ09XA3 | 16.2 | 28.1 | 11.5 | Yes | Both | 4 | 700 | 900 | 150 | 350 | 2025-01-01
216091477 | ARCOAIRE | DLCSRBH12AAJ | DHMAHBQ12XA1 | 13 | 23.5 | 10 | Yes | No | 4 | 700 | 900 | 150 | 350 | 2025-01-01
216091493 | ARCOAIRE | DLCSRBH12AAK | DHMAHBQ12XA3 | 14 | 25.5 | 10.4 | Yes | Both | 4 | 700 | 900 | 150 | 350 | 2025-01-01
216091508 | ARCOAIRE | DLCSRBH18AAK | DHMAHBQ18XA3 | 12.5 | 21.5 | 11.3 | Yes | Both | 4 | 700 | 900 | 150 | 350 | 2025-01-01
216091524 | ARCOAIRE | DLCSRBH24AAK | DHMAHBQ24XA3 | 13 | 21.5 | 11.4 | Yes | Both | 4 | 700 | 900 | 150 | 350 | 2025-01-01
216091543 | ARCOAIRE | DLCSRBH30AAK | DHMAHBQ30XA3 | 11.5 | 20.1 | 9 | No | N/A | 3 | 600 | 800 | 150 | 350 | 2025-01-01
216091624 | ARCOAIRE | DLCSRBH18AAK | 40MBCQ18---3 | 12.5 | 20 | 9.5 | Yes | Both | 3 | 600 | 800 | 150 | 350 | 2025-01-01
216091639 | ARCOAIRE | DLCSRBH18AAK | 40MBFQ18---3 | 12.5 | 20.5 | 9.8 | Yes | Both | 3 | 600 | 800 | 150 | 350 | 2025-01-01
216091654 | ARCOAIRE | DLCSRBH18AAK | 40MBDQ18---3 | 11.7 | 18 | 9.5 | Yes | Both | 3 | 600 | 800 | 150 | 350 | 2025-01-01
216091668 | ARCOAIRE | DLCSRBH18AAK | 40MBDAQ18XH3 | 12.1 | 18 | 10.8 | Yes | Both | 4 | 700 | 900 | 150 | 350 | 2025-01-01
216091677 | ARCOAIRE | DLCSRBH18AAK | 40MCCAQ18XA3 | 12.5 | 19.8 | 11.2 | Yes | Both | 4 | 700 | 900 | 150 | 350 | 2025-01-01
216091694 | ARCOAIRE | DLCSRBH24AAK | 40MBCAQ24XA3 | 11 | 20.5 | 11.5 | Yes | Both | 4 | 700 | 900 | 150 | 350 | 2025-01-01
216091703 | ARCOAIRE | DLCSRBH24AAK | 40MBFQ24---3 | 11.7 | 20.5 | 11 | Yes | Both | 4 | 700 | 900 | 150 | 350 | 2025-01-01
216091712 | ARCOAIRE | DLCSRBH24AAK | 40MBDQ24---3 | 12 | 19.2 | 10.5 | Yes | Both | 4 | 700 | 900 | 150 | 350 | 2025-01-01
216091721 | ARCOAIRE | DLCSRBH24AAK | 40MBDAQ24XH3 | 12 | 19.2 | 11.1 | Yes | Both | 4 | 700 | 900 | 150 | 350 | 2025-01-01
216091732 | ARCOAIRE | DLCSRBH30AAK11 | DHMAHBQ30XA3 | 11.5 | 20.1 | 9 | No | N/A | 3 | 600 | 800 | 150 | 350 | 2025-01-01
215413211 | ARCOAIRE | D5CPRAH06AAK | D5FPHAH06XAK | 16.5 | 33.1 | 29 | Yes | Both | 4 | 700 | 900 | 150 | 350 | 2025-01-01
215413212 | ARCOAIRE | D5CPRAH09AAK | D5FPHAH09XAK | 16 | 31.5 | 21 | Yes | Both | 4 | 700 | 900 | 150 | 350 | 2025-01-01
215413213 | ARCOAIRE | D5CPRAH12AAK | D5FPHAH12XAK | 13.5 | 28 | 13.5 | Yes | Both | 4 | 700 | 900 | 150 | 350 | 2025-01-01
215413214 | ARCOAIRE | D5CPRAH18AA | D5FPHAH18XAK | 14 | 24.5 | 15.2 | Yes | Both | 4 | 700 | 900 | 150 | 350 | 2025-01-01
215413215 | ARCOAIRE | D5CSRAH30AAK | D5FSHAH30XAK | 12 | 20.5 | 9.5 | Yes | No | 3 | 600 | 800 | 150 | 350 | 2025-01-01
215413216 | ARCOAIRE | D5CSRAH36AAK | D5FSHAH36XAK | 8.7 | 19 | 8.5 | No | N/A | 2 | 500 | 700 | 100 | 300 | 2025-01-01
215413217 | ARCOAIRE | D5CERAH09AAJ | D5FEHAH09XCJ | 12.5 | 21.5 | 9.1 | Yes | Both | 3 | 600 | 800 | 150 | 350 | 2025-01-01
215413218 | ARCOAIRE | D5CERAH12AAJ | D5FEHAH12XCJ | 10 | 21.4 | 8.7 | No | N/A | 2 | 500 | 700 | 100 | 300 | 2025-01-01
215413219 | ARCOAIRE | D5CERAH09AAK | D5FEHAH09XCK | 12.6 | 21.7 | 9.4 | Yes | Both | 3 | 600 | 800 | 150 | 350 | 2025-01-01
215413220 | ARCOAIRE | D5CERAH12AAK | D5FEHAH12XCK | 10.8 | 21.4 | 9.2 | No | N/A | 3 | 600 | 800 | 150 | 350 | 2025-01-01
215413221 | ARCOAIRE | D5CERAH18AAK | D5FEHAH18XCK | 11.5 | 20.3 | 9.1 | No | N/A | 3 | 600 | 800 | 150 | 350 | 2025-01-01
215413222 | ARCOAIRE | D5CERAH24AAK | D5FEHAH24XCK | 9.5 | 18.5 | 9 | No | N/A | 3 | 600 | 800 | 150 | 350 | 2025-01-01
215413223 | ARCOAIRE | D5CERAH30AAK | D5FEHAH30XCK | 12 | 22.4 | 9 | Yes | No | 3 | 600 | 800 | 150 | 350 | 2025-01-01
215413224 | ARCOAIRE | D5CERAH36AAK | D5FEHAH36XCK | 9.4 | 19.5 | 9.1 | No | N/A | 3 | 600 | 800 | 150 | 350 | 2025-01-01
215324102 | ARCOAIRE | D5CSHAH06AAK | D5FSHAH06XAK | 18 | 25.7 | 14.8 | Yes | Both | 4 | 700 | 900 | 150 | 350 | 2025-01-01
215324103 | ARCOAIRE | D5CSHAH06AAK | D5FSOAH06XAK | 15.2 | 22 | 12 | Yes | Both | 4 | 700 | 900 | 150 | 350 | 2025-01-01
215324104 | ARCOAIRE | D5CSHAH06AAK | D5FSDAH06XAK | 14.5 | 21.5 | 13.8 | Yes | Both | 4 | 700 | 900 | 150 | 350 | 2025-01-01
215324105 | ARCOAIRE | D5CSHAH09AAK | D5FSHAH09XAK | 15.5 | 27.5 | 12.5 | Yes | Both | 4 | 700 | 900 | 150 | 350 | 2025-01-01
215324106 | ARCOAIRE | D5CSHAH09AAK | D5FSOAH12XAK | 14.7 | 24 | 12.2 | Yes | Both | 4 | 700 | 900 | 150 | 350 | 2025-01-01
215324107 | ARCOAIRE | D5CSHAH09AAK | D5FSCAH12XAK | 14 | 22.7 | 12.2 | Yes | Both | 4 | 700 | 900 | 150 | 350 | 2025-01-01
215324108 | ARCOAIRE | D5CSHAH09AAK | D5FSFAH09XAK | 15.2 | 27.3 | 10.9 | Yes | Both | 4 | 700 | 900 | 150 | 350 | 2025-01-01
215324109 | ARCOAIRE | D5CSHAH09AAK | D5FSDAH12XAK | 13.5 | 21.5 | 12.5 | Yes | Both | 4 | 700 | 900 | 150 | 350 | 2025-01-01
215324110 | ARCOAIRE | D5CSHAH09AAK | D5FSDAH12XHK | 14 | 20.6 | 13.8 | Yes | Both | 4 | 700 | 900 | 150 | 350 | 2025-01-01
215324111 | ARCOAIRE | D5CSHAH12AAK | D5FSHAH12XAK | 13.5 | 25.5 | 10.5 | Yes | Both | 4 | 700 | 900 | 150 | 350 | 2025-01-01
215324112 | ARCOAIRE | D5CSHAH12AAK | D5FSOAH12XAK | 13 | 23 | 10.2 | Yes | Both | 4 | 700 | 900 | 150 | 350 | 2025-01-01
215324113 | ARCOAIRE | D5CSHAH12AAK | D5FSCAH12XAK | 12.7 | 22.3 | 11.6 | Yes | Both | 4 | 700 | 900 | 150 | 350 | 2025-01-01
215324114 | ARCOAIRE | D5CSHAH12AAK | D5FSFAH12XAK | 12.7 | 25 | 10.6 | Yes | Both | 4 | 700 | 900 | 150 | 350 | 2025-01-01
215324115 | ARCOAIRE | D5CSHAH12AAK | D5FSDAH12XAK | 12 | 20 | 10.2 | Yes | Both | 4 | 700 | 900 | 150 | 350 | 2025-01-01
215324116 | ARCOAIRE | D5CSHAH12AAK | D5FSDAH12XHK | 12 | 20.2 | 10.6 | Yes | Both | 4 | 700 | 900 | 150 | 350 | 2025-01-01
215324117 | ARCOAIRE | D5CSHAH18AAK | D5FSHAH18XAK | 12.5 | 21.5 | 11 | Yes | Both | 4 | 700 | 900 | 150 | 350 | 2025-01-01
215324118 | ARCOAIRE | D5CSHAH18AAK | D5FSOAH18XAK | 12.5 | 20.7 | 12.2 | Yes | Both | 4 | 700 | 900 | 150 | 350 | 2025-01-01
215324119 | ARCOAIRE | D5CSHAH18AAK | D5FSCAH18XAK | 12.5 | 20 | 12.4 | Yes | Both | 4 | 700 | 900 | 150 | 350 | 2025-01-01
215324120 | ARCOAIRE | D5CSHAH18AAK | D5FSFAH16XAK | 12.5 | 20.2 | 10.3 | Yes | Both | 4 | 700 | 900 | 150 | 350 | 2025-01-01
215324121 | ARCOAIRE | D5CSHAH18AAK | D5FCFAH18XAK | 12.6 | 20.5 | 10.3 | Yes | Both | 4 | 700 | 900 | 150 | 350 | 2025-01-01
215324122 | ARCOAIRE | D5CSHAH18AAK | D5FSDAH18XAK | 12 | 18 | 10.8 | Yes | Both | 4 | 700 | 900 | 150 | 350 | 2025-01-01
215324123 | ARCOAIRE | D5CSHAH18AAK | D5FSDAH18XHK | 12.1 | 18.5 | 11.1 | Yes | Both | 4 | 700 | 900 | 150 | 350 | 2025-01-01
215324124 | ARCOAIRE | D5CSHAH24AAK | D5FSHAH24XAK | 13 | 21.2 | 13.5 | Yes | Both | 4 | 700 | 900 | 150 | 350 | 2025-01-01
215324125 | ARCOAIRE | D5CSHAH24AAK | D5FSCAH24XAK | 12 | 20.8 | 11.6 | Yes | Both | 4 | 700 | 900 | 150 | 350 | 2025-01-01
215324126 | ARCOAIRE | D5CSHAH24AAK | D5FCFAH24XAK | 12 | 20.5 | 12.1 | Yes | Both | 4 | 700 | 900 | 150 | 350 | 2025-01-01
215324127 | ARCOAIRE | D5CSHAH24AAK | D5FSDAH24XHK | 12 | 19.2 | 11.7 | Yes | Both | 4 | 700 | 900 | 150 | 350 | 2025-01-01
215324128 | ARCOAIRE | D5CSHAH33AAK | D5FSHAH33XAK | 12 | 19.6 | 10.5 | Yes | Both | 4 | 700 | 900 | 150 | 350 | 2025-01-01
215324129 | ARCOAIRE | D5CSRAH12AAJ | D5FSHAH12XAJ | 13 | 23.5 | 9.5 | Yes | No | 3 | 600 | 800 | 150 | 350 | 2025-01-01
215324130 | ARCOAIRE | D5CSRAH09AAK | D5FSHAH09XAK | 14.9 | 26 | 12.5 | Yes | Both | 4 | 700 | 900 | 150 | 350 | 2025-01-01
215324131 | ARCOAIRE | D5CSRAH09AAK | D5FSOAH12XAK | 14.4 | 22.2 | 11.8 | Yes | Both | 4 | 700 | 900 | 150 | 350 | 2025-01-01
215324132 | ARCOAIRE | D5CSRAH09AAK | D5FSCAH12XAK | 14.3 | 21.7 | 11.3 | Yes | Both | 4 | 700 | 900 | 150 | 350 | 2025-01-01
215324133 | ARCOAIRE | D5CSRAH09AAK | D5FSFAH09XAK | 16.3 | 26 | 13.9 | Yes | Both | 4 | 700 | 900 | 150 | 350 | 2025-01-01
215324134 | ARCOAIRE | D5CSRAH09AAK | D5FSDAH12XAK | 12.8 | 19.6 | 11 | Yes | Both | 4 | 700 | 900 | 150 | 350 | 2025-01-01
215324135 | ARCOAIRE | D5CSRAH09AAK | D5FSDAH12XHK | 13 | 19.8 | 11.5 | Yes | Both | 4 | 700 | 900 | 150 | 350 | 2025-01-01
215324136 | ARCOAIRE | D5CSRAH12AAK | D5FSHAH12XAK | 13.1 | 25.5 | 10.7 | Yes | Both | 4 | 700 | 900 | 150 | 350 | 2025-01-01
215324137 | ARCOAIRE | D5CSRAH12AAK | D5FSOAH12XAK | 12.3 | 22.2 | 10.1 | Yes | Both | 4 | 700 | 900 | 150 | 350 | 2025-01-01
215324138 | ARCOAIRE | D5CSRAH12AAK | D5FSCAH12XAK | 12.5 | 21.2 | 10.4 | Yes | Both | 4 | 700 | 900 | 150 | 350 | 2025-01-01
215324139 | ARCOAIRE | D5CSRAH12AAK | D5FSFAH12XAK | 12.7 | 24.7 | 11 | Yes | Both | 4 | 700 | 900 | 150 | 350 | 2025-01-01
215324140 | ARCOAIRE | D5CSRAH12AAK | D5FSDAH12XAK | 11.7 | 19 | 10.3 | Yes | Both | 4 | 700 | 900 | 150 | 350 | 2025-01-01
215324141 | ARCOAIRE | D5CSRAH12AAK | D5FSDAH12XHK | 12 | 19.5 | 10.5 | Yes | Both | 4 | 700 | 900 | 150 | 350 | 2025-01-01
215324142 | ARCOAIRE | D5CSRAH18AAK | D5FSHAH18XAK | 12.8 | 23.5 | 10.8 | Yes | Both | 4 | 700 | 900 | 150 | 350 | 2025-01-01
215324143 | ARCOAIRE | D5CSRAH18AAK | D5FSOAH18XAK | 12.5 | 22.3 | 12.2 | Yes | Both | 4 | 700 | 900 | 150 | 350 | 2025-01-01
215324144 | ARCOAIRE | D5CSRAH18AAK | D5FSCAH18XAK | 12.5 | 20.8 | 11.4 | Yes | Both | 4 | 700 | 900 | 150 | 350 | 2025-01-01
215324145 | ARCOAIRE | D5CSRAH18AAK | D5FSFAH16XAK | 12.5 | 23.9 | 13.5 | Yes | Both | 4 | 700 | 900 | 150 | 350 | 2025-01-01
215324146 | ARCOAIRE | D5CSRAH18AAK | D5FCFAH18XAK | 12.5 | 22.4 | 10.4 | Yes | Both | 4 | 700 | 900 | 150 | 350 | 2025-01-01
215324147 | ARCOAIRE | D5CSRAH18AAK | D5FSDAH18XAK | 12.5 | 20 | 10.6 | Yes | Both | 4 | 700 | 900 | 150 | 350 | 2025-01-01
215324148 | ARCOAIRE | D5CSRAH18AAK | D5FSDAH18XHK | 13.3 | 20 | 11.4 | Yes | Both | 4 | 700 | 900 | 150 | 350 | 2025-01-01
215324149 | ARCOAIRE | D5CSRAH24AAK | D5FPHAH18XAK | 14 | 23.1 | 11.7 | Yes | Both | 4 | 700 | 900 | 150 | 350 | 2025-01-01
215324150 | ARCOAIRE | D5CSRAH24AAK | D5FSCAH24XAK | 12 | 22.1 | 10.5 | Yes | Both | 4 | 700 | 900 | 150 | 350 | 2025-01-01
215324151 | ARCOAIRE | D5CSRAH24AAK | D5FCFAH24XAK | 12.2 | 21.2 | 11.1 | Yes | Both | 4 | 700 | 900 | 150 | 350 | 2025-01-01
215324152 | ARCOAIRE | D5CSRAH24AAK | D5FSDAH24XHK | 12.5 | 19 | 11 | Yes | Both | 4 | 700 | 900 | 150 | 350 | 2025-01-01
215324153 | ARCOAIRE | D5CVRAH09AAJ | D5FVHAH09XAJ | 10.1 | 18 | 9 | No | N/A | 3 | 600 | 800 | 150 | 350 | 2025-01-01
215324154 | ARCOAIRE | D5CVRAH12AAJ | D5FVHAH12XAJ | 8.8 | 19 | 9.2 | No | N/A | 3 | 600 | 800 | 150 | 350 | 2025-01-01
215324155 | ARCOAIRE | D5CVRAH09AAK | D5FVHAH09XAK | 10.9 | 19 | 9.7 | Yes | Yes | 3 | 600 | 800 | 150 | 350 | 2025-01-01
215324156 | ARCOAIRE | D5CVRAH12AAK | D5FVHAH12XAK | 8.8 | 18 | 8.8 | No | N/A | 2 | 500 | 700 | 100 | 300 | 2025-01-01
215324157 | ARCOAIRE | D5CVRAH18AAK | D5FVHAH18XAK | 9.9 | 18.3 | 8.7 | No | N/A | 2 | 500 | 700 | 100 | 300 | 2025-01-01
215324158 | ARCOAIRE | D5CVRAH24AAK | D5FVHAH24XAK | 9 | 17 | 8.5 | Yes | Yes | 2 | 500 | 700 | 100 | 300 | 2025-01-01
215324159 | ARCOAIRE | D5CLHAH36AAK | D5FLCAH36XAK | 12 | 21.3 | 10.6 | Yes | Both | 4 | 700 | 900 | 150 | 350 | 2025-01-01
215324160 | ARCOAIRE | D5CLHAH36AAK | D5FCFAH36XAK | 12 | 20.2 | 10.8 | Yes | Both | 4 | 700 | 900 | 150 | 350 | 2025-01-01
215324161 | ARCOAIRE | D5CLHAH36AAK | D5FLDAH36XHK | 12 | 17.8 | 11.1 | Yes | Both | 4 | 700 | 900 | 150 | 350 | 2025-01-01
215324162 | ARCOAIRE | D5CLHAH48AAK | D5FLCAH48XAK | 10 | 18.2 | 11 | Yes | Yes | 4 | 700 | 900 | 150 | 350 | 2025-01-01
215324163 | ARCOAIRE | D5CLHAH48AAK | D5FCFAH48XAK | 9.4 | 18.7 | 10.1 | Yes | Yes | 4 | 700 | 900 | 150 | 350 | 2025-01-01
215324164 | ARCOAIRE | D5CLHAH48AAK | D5FLDAH48XHK | 10.4 | 16.8 | 10.8 | Yes | Yes | 4 | 700 | 900 | 150 | 350 | 2025-01-01
215324165 | ARCOAIRE | D5CLHAH58AAK | D5FCFAH58XAK | 9 | 18.1 | 10.7 | Yes | Yes | 4 | 700 | 900 | 150 | 350 | 2025-01-01
215324166 | ARCOAIRE | D5CLHAH58AAK | D5FLDAH58XHK | 10.2 | 15.9 | 10.4 | Yes | Yes | 2 | 500 | 700 | 100 | 300 | 2025-01-01
215324167 | ARCOAIRE | D5CLRAH36AAK | D5FLCAH36XAK | 9.7 | 20 | 10.4 | Yes | Yes | 4 | 700 | 900 | 150 | 350 | 2025-01-01
215324168 | ARCOAIRE | D5CLRAH36AAK | D5FCFAH36XAK | 10.2 | 20 | 10 | No | N/A | 4 | 700 | 900 | 150 | 350 | 2025-01-01
215324169 | ARCOAIRE | D5CLRAH36AAK | D5FLDAH36XHK | 10.2 | 18.8 | 10.2 | No | N/A | 4 | 700 | 900 | 150 | 350 | 2025-01-01
215324170 | ARCOAIRE | D5CLRAH48AAK | D5FLCAH48XAK | 9.5 | 19.1 | 9.9 | Yes | Yes | 3 | 600 | 800 | 150 | 350 | 2025-01-01
215324171 | ARCOAIRE | D5CLRAH48AAK | D5FCFAH48XAK | 9.5 | 19.9 | 10.2 | Yes | Yes | 4 | 700 | 900 | 150 | 350 | 2025-01-01
215324172 | ARCOAIRE | D5CLRAH48AAK | D5FLDAH48XHK | 10 | 17.2 | 9.8 | Yes | Yes | 3 | 600 | 800 | 150 | 350 | 2025-01-01
215324173 | ARCOAIRE | D5CLRAH58AAK | D5FCFAH58XAK | 9.6 | 19.5 | 9.5 | No | N/A | 3 | 600 | 800 | 150 | 350 | 2025-01-01
215324174 | ARCOAIRE | D5CLRAH58AAK | D5FLDAH58XHK | 10 | 17 | 9.8 | No | N/A | 3 | 600 | 800 | 150 | 350 | 2025-01-01
215333767 | ARCOAIRE | D5CVRAH09AAJ | D5FVHAH09XCJ | 10.1 | 18 | 9 | No | N/A | 3 | 600 | 800 | 150 | 350 | 2025-01-01
215333768 | ARCOAIRE | D5CVRAH12AAJ | D5FVHAH12XCJ | 8.8 | 19 | 9.2 | No | N/A | 3 | 600 | 800 | 150 | 350 | 2025-01-01
215333769 | ARCOAIRE | D5CVRAH09AAK | D5FVHAH09XCK | 10.9 | 19 | 9.7 | Yes | Yes | 3 | 600 | 800 | 150 | 350 | 2025-01-01
215333770 | ARCOAIRE | D5CVRAH12AAK | D5FVHAH12XCK | 8.8 | 18 | 8.8 | No | N/A | 2 | 500 | 700 | 100 | 300 | 2025-01-01
215333771 | ARCOAIRE | D5CVRAH18AAK | D5FVHAH18XCK | 9.9 | 18.3 | 8.7 | No | N/A | 2 | 500 | 700 | 100 | 300 | 2025-01-01
215333772 | ARCOAIRE | D5CVRAH24AAK | D5FVHAH24XCK | 9 | 17 | 8.5 | Yes | Yes | 2 | 500 | 700 | 100 | 300 | 2025-01-01
214389447 | ARCOAIRE | DLCPRAH12AAK | DHMPHAQ12XA3 | 13.5 | 24 | 9.5 | Yes | Both | 3 | 600 | 800 | 150 | 350 | 2025-01-01
214389448 | ARCOAIRE | DLCPRAH18AAK | DHMPHAQ18XA3 | 14.5 | 26.2 | 12 | Yes | Both | 4 | 700 | 900 | 150 | 350 | 2025-01-01
214389472 | ARCOAIRE | DLCPRBH18AAK | DHMPHAQ18XA3 | 13.5 | 23.5 | 13.5 | Yes | Both | 4 | 700 | 900 | 150 | 350 | 2025-01-01
213349756 | ARCOAIRE | DLCVRAH09AAK | DLFVHAH09XBK | 8.8 | 17.6 | 8.8 | No | N/A | 2 | 500 | 700 | 100 | 300 | 2025-01-01
211132679 | ARCOAIRE | DLCSRBH18AAK | DLFSDAH18XHK | 12.1 | 18 | 10.8 | Yes | Both | 4 | 700 | 900 | 150 | 350 | 2025-01-01
211132680 | ARCOAIRE | DLCSRBH09AAK | DLFSDAH09XHK | 13.6 | 20.5 | 10 | Yes | Both | 4 | 700 | 900 | 150 | 350 | 2025-01-01
211132681 | ARCOAIRE | DLCSRBH12AAK | DLFSDAH12XHK | 12 | 20 | 9.5 | Yes | Both | 3 | 600 | 800 | 150 | 350 | 2025-01-01
211132709 | ARCOAIRE | DLCLRCH36AAK | DLFLDAH36XHK | 9.2 | 16 | 10.2 | No | N/A | 4 | 700 | 900 | 150 | 350 | 2025-01-01
211132710 | ARCOAIRE | DLCLRCH58AAK | DLFLDAH58XHK | 10.3 | 17 | 8.4 | No | N/A | 1 | 400 | 600 | 100 | 300 | 2025-01-01
211132711 | ARCOAIRE | DLCLRCH48AAK | DLFLDAH48XHK | 8.8 | 15.2 | 9.7 | Yes | Yes | 2 | 500 | 700 | 100 | 300 | 2025-01-01
211132712 | ARCOAIRE | DLCSRBH24AAK | DLFSDAH24XHK | 12 | 19.2 | 11.1 | Yes | Both | 4 | 700 | 900 | 150 | 350 | 2025-01-01
210857428 | ARCOAIRE | DLCSRBH12AAK | DLFSOAH18XAK | 13 | 23 | 10 | Yes | Both | 4 | 700 | 900 | 150 | 350 | 2025-01-01
210857425 | ARCOAIRE | DLCSRBH09AAK | DLFSOAH09XAK | 13 | 24 | 12.4 | Yes | Both | 4 | 700 | 900 | 150 | 350 | 2025-01-01
210857426 | ARCOAIRE | DLCSRBH06AAK | DLFSOAH09XAK | 14.5 | 22 | 10.8 | Yes | Both | 4 | 700 | 900 | 150 | 350 | 2025-01-01
210857427 | ARCOAIRE | DLCSRBH18AAK | DLFSOAH18XAK | 12.5 | 19.8 | 11.2 | Yes | Both | 4 | 700 | 900 | 150 | 350 | 2025-01-01
209948191 | ARCOAIRE | DLCSRBH12AAK | DLFSFBH12XAK | 13.3 | 24.2 | 10.7 | Yes | Both | 4 | 700 | 900 | 150 | 350 | 2025-01-01
207821945 | ARCTIC KING | MOD33-24HFN1-MT0W | MSAG11D-23HRFN1-MU0W | 13 | 21 | 8.5 | No | N/A | 2 | 500 | 700 | 100 | 300 | 2025-01-01
205823039 | ARCTIC KING | MOBA30-09HFN1-BS0W | MSABA-09HRFN1-BS0W | 11.5 | 18.9 | 8.1 | No | N/A | 1 | 400 | 600 | 100 | 300 | 2025-01-01
205823041 | ARCTIC KING | MOE30U-48HFN1-M-[X] | MUE-48HRFN1-M(C) | 8.2 | 17 | 9.2 | No | N/A | 3 | 600 | 800 | 150 | 350 | 2025-01-01
205823042 | ARCTIC KING | MOE30U-48HFN1-M | MCD-48HRFN1-M(D) | 9.5 | 16.8 | 9 | No | N/A | 3 | 600 | 800 | 150 | 350 | 2025-01-01
205823044 | ARCTIC KING | MOD30U-36HFN1-M | MCD-36HRFN1-M(C) | 9 | 17.5 | 9.3 | No | N/A | 3 | 600 | 800 | 150 | 350 | 2025-01-01
213829859 | ARMSCO | ACMS122419AB | ACMS122419AB | 10 | 19 | 8.5 | No | N/A | 2 | 500 | 700 | 100 | 300 | 2025-01-01
213829860 | ARMSCO | ACMS122420AB | ACMS122420AB | 10 | 19 | 8.5 | No | N/A | 2 | 500 | 700 | 100 | 300 | 2025-01-01
213829861 | ARMSCO | ACMS182420AB | ACMS182420AB | 9.4 | 19 | 8.5 | No | N/A | 2 | 500 | 700 | 100 | 300 | 2025-01-01
213829857 | ARMSCO | ACMS092419AA | ACMS092419AA | 10 | 19 | 8.5 | No | N/A | 2 | 500 | 700 | 100 | 300 | 2025-01-01
213829858 | ARMSCO | ACMS122419AA | ACMS122419AA | 10 | 19 | 8.5 | No | N/A | 2 | 500 | 700 | 100 | 300 | 2025-01-01
213829862 | ARMSCO | ACMS242420AB | ACMS242420AB | 10 | 19 | 8.5 | No | N/A | 2 | 500 | 700 | 100 | 300 | 2025-01-01
213829863 | ARMSCO | ACMS362420AB | ACMS362420AB | 9 | 19 | 8.5 | No | N/A | 2 | 500 | 700 | 100 | 300 | 2025-01-01
203376806 | Armstrong Air | 4DHP1S30M-2P |  | 11 | 20 | 8.5 | No | N/A | 2 | 500 | 700 | 100 | 300 | 2025-01-01
204462410 | Armstrong Air | 4DHP1S18M-1P |  | 11.7 | 18.3 | 9 | Yes | No | 3 | 600 | 800 | 150 | 350 | 2025-01-01
204462414 | Armstrong Air | 4DHP1S18M-2P |  | 11.7 | 18.3 | 9 | Yes | No | 3 | 600 | 800 | 150 | 350 | 2025-01-01
204462418 | Armstrong Air | 4DHP1S30M-1P |  | 11 | 20 | 8.5 | No | N/A | 2 | 500 | 700 | 100 | 300 | 2025-01-01
204462421 | Armstrong Air | 4DHP1S36M-1P |  | 10 | 18.5 | 8.7 | No | N/A | 2 | 500 | 700 | 100 | 300 | 2025-01-01
204462424 | Armstrong Air | 4DHP1S48M-1P |  | 10.1 | 18.3 | 9.6 | No | N/A | 3 | 600 | 800 | 150 | 350 | 2025-01-01
208106813 | Armstrong Air | 4DHP2S18M-1P |  | 12 | 19 | 9.8 | Yes | Both | 3 | 600 | 800 | 150 | 350 | 2025-01-01
208106816 | Armstrong Air | 4DHP2S24M-1P |  | 12.5 | 21.3 | 9.7 | Yes | Both | 3 | 600 | 800 | 150 | 350 | 2025-01-01
208106819 | Armstrong Air | 4DHP2S30M-1P |  | 11.7 | 20.7 | 9.2 | Yes | No | 3 | 600 | 800 | 150 | 350 | 2025-01-01
208106822 | Armstrong Air | 4DHP2S36M-1P |  | 11 | 20 | 9.2 | No | N/A | 3 | 600 | 800 | 150 | 350 | 2025-01-01
208106825 | Armstrong Air | 4DHP2S48M-1P |  | 11.7 | 20.9 | 9 | Yes | Both | 3 | 600 | 800 | 150 | 350 | 2025-01-01
208106821 | Armstrong Air | 4DHP2S36M-1P |  | 11.7 | 23.9 | 9.5 | Yes | No | 3 | 600 | 800 | 150 | 350 | 2025-01-01
208106824 | Armstrong Air | 4DHP2S48M-1P |  | 11.7 | 21.8 | 9.8 | Yes | Both | 3 | 600 | 800 | 150 | 350 | 2025-01-01
208106815 | Armstrong Air | 4DHP2S24M-1P |  | 13.4 | 24.6 | 10 | Yes | Both | 4 | 700 | 900 | 150 | 350 | 2025-01-01
208106818 | Armstrong Air | 4DHP2S30M-1P |  | 12.7 | 24.6 | 9.3 | Yes | No | 3 | 600 | 800 | 150 | 350 | 2025-01-01
208106812 | Armstrong Air | 4DHP2S18M-1P |  | 13.9 | 22.9 | 10.5 | Yes | No | 4 | 700 | 900 | 150 | 350 | 2025-01-01
204462399 | Armstrong Air | 4DHP1S18M-1P |  | 12 | 22.4 | 9.1 | Yes | No | 3 | 600 | 800 | 150 | 350 | 2025-01-01
204462401 | Armstrong Air | 4DHP1S30M-1P |  | 12.5 | 23 | 9.2 | Yes | No | 3 | 600 | 800 | 150 | 350 | 2025-01-01
204462407 | Armstrong Air | 4DHP1S48M-1P |  | 12.5 | 23.7 | 8.6 | Yes | No | 2 | 500 | 700 | 100 | 300 | 2025-01-01
203376768 | Armstrong Air | 4DHP1S18M-2P |  | 12 | 22.4 | 9.1 | Yes | No | 3 | 600 | 800 | 150 | 350 | 2025-01-01
203376769 | Armstrong Air | 4DHP1S30M-2P |  | 12.5 | 23 | 9.2 | Yes | No | 3 | 600 | 800 | 150 | 350 | 2025-01-01
204462371 | Armstrong Air | 4DHP1S18M-1P |  | 11.85 | 20.35 | 9.05 | Yes | No | 3 | 600 | 800 | 150 | 350 | 2025-01-01
204462376 | Armstrong Air | 4DHP1S18M-2P |  | 11.85 | 20.35 | 9.05 | Yes | No | 3 | 600 | 800 | 150 | 350 | 2025-01-01
204462381 | Armstrong Air | 4DHP1S30M-1P |  | 11.75 | 21.5 | 8.85 | Yes | No | 2 | 500 | 700 | 100 | 300 | 2025-01-01
204462386 | Armstrong Air | 4DHP1S30M-2P |  | 11.75 | 21.5 | 8.85 | Yes | No | 2 | 500 | 700 | 100 | 300 | 2025-01-01
204462391 | Armstrong Air | 4DHP1S36M-1P |  | 10.75 | 20.5 | 8.85 | No | N/A | 2 | 500 | 700 | 100 | 300 | 2025-01-01
204462396 | Armstrong Air | 4DHP1S48M-1P |  | 11.3 | 21 | 9.1 | No | N/A | 3 | 600 | 800 | 150 | 350 | 2025-01-01
208106820 | Armstrong Air | 4DHP2S30M-1P |  | 12.2 | 22.65 | 9.25 | Yes | No | 3 | 600 | 800 | 150 | 350 | 2025-01-01
208106817 | Armstrong Air | 4DHP2S24M-1P |  | 12.95 | 22.95 | 9.85 | Yes | Both | 3 | 600 | 800 | 150 | 350 | 2025-01-01
208106814 | Armstrong Air | 4DHP2S18M-1P |  | 12.95 | 20.95 | 10.15 | Yes | No | 4 | 700 | 900 | 150 | 350 | 2025-01-01
208106823 | Armstrong Air | 4DHP2S36M-1P |  | 11.35 | 21.95 | 9.35 | No | N/A | 3 | 600 | 800 | 150 | 350 | 2025-01-01
208106826 | Armstrong Air | 4DHP2S48M-1P |  | 11.7 | 21.35 | 9.4 | Yes | Both | 3 | 600 | 800 | 150 | 350 | 2025-01-01
208650650 | Armstrong Air | 4DHP1S12S-1L | DWM212S4-1L | 11.3 | 19.8 | 8.5 | No | N/A | 2 | 500 | 700 | 100 | 300 | 2025-01-01
208650652 | Armstrong Air | 4DHP1S12S-1P | DWM212S4-1P | 11.7 | 19.8 | 8.5 | No | N/A | 2 | 500 | 700 | 100 | 300 | 2025-01-01
208128188 | Armstrong Air | 4DHP2S09S-1P | DWM209S4-1P | 15 | 25.5 | 12.3 | Yes | Both | 4 | 700 | 900 | 150 | 350 | 2025-01-01
208128189 | Armstrong Air | 4DHP2S09S-1P | D22C109S4-1P | 13 | 20 | 10 | Yes | Both | 4 | 700 | 900 | 150 | 350 | 2025-01-01
208128190 | Armstrong Air | 4DHP2S09S-1P | DMD209S4-1P | 12.5 | 19.2 | 10.2 | Yes | Both | 4 | 700 | 900 | 150 | 350 | 2025-01-01
208106672 | Armstrong Air | 4DHP2S12S-1P | DWM212S4-1P | 13.7 | 24.6 | 10.7 | Yes | No | 4 | 700 | 900 | 150 | 350 | 2025-01-01
208106673 | Armstrong Air | 4DHP2S18S-1P | DWM218S4-1P | 12.4 | 23.5 | 10.7 | Yes | No | 4 | 700 | 900 | 150 | 350 | 2025-01-01
208106674 | Armstrong Air | 4DHP2S24S-1P | DWM224S4-1P | 14 | 22 | 9.9 | Yes | No | 3 | 600 | 800 | 150 | 350 | 2025-01-01
208106675 | Armstrong Air | 4DHP2S12S-1P | D22C112S4-1P | 13.9 | 22.7 | 9.9 | Yes | No | 3 | 600 | 800 | 150 | 350 | 2025-01-01
208106676 | Armstrong Air | 4DHP2S18S-1P | D22C118S4-1P | 12.5 | 20.5 | 10.4 | Yes | No | 4 | 700 | 900 | 150 | 350 | 2025-01-01
208106677 | Armstrong Air | 4DHP2S24S-1P | D33C224S4-1P | 12.3 | 21.5 | 9.6 | Yes | Both | 3 | 600 | 800 | 150 | 350 | 2025-01-01
208106678 | Armstrong Air | 4DHP2S12S-1P | DMD212S4-1P | 11.7 | 18.8 | 10.3 | Yes | Both | 4 | 700 | 900 | 150 | 350 | 2025-01-01
208106679 | Armstrong Air | 4DHP2S18S-1P | DMD218S4-1P | 12.3 | 20 | 10.5 | Yes | No | 4 | 700 | 900 | 150 | 350 | 2025-01-01
208106680 | Armstrong Air | 4DHP2S24S-1P | DMD224S4-1P | 12.3 | 19 | 11 | Yes | Both | 4 | 700 | 900 | 150 | 350 | 2025-01-01
208106700 | Armstrong Air | 4DHP2S30S-1P | DWM230S4-1P | 11.4 | 20 | 9.2 | No | N/A | 3 | 600 | 800 | 150 | 350 | 2025-01-01
208106735 | Armstrong Air | 4DHP2S12S-1L | DWM212S4-1L | 13 | 23.5 | 10 | No | N/A | 4 | 700 | 900 | 150 | 350 | 2025-01-01
208106736 | Armstrong Air | 4DHPS209S-1P | DWM209S4-1P | 15 | 25.5 | 12.3 | Yes | Both | 4 | 700 | 900 | 150 | 350 | 2025-01-01
208106738 | Armstrong Air | 4DHPS209S-1P | D22C109S4-1P | 13 | 20 | 10 | Yes | Both | 4 | 700 | 900 | 150 | 350 | 2025-01-01
208106739 | Armstrong Air | 4DHPS209S-1P | DMD209S4-1P | 12.5 | 19.2 | 10.2 | Yes | Both | 4 | 700 | 900 | 150 | 350 | 2025-01-01
208106740 | Armstrong Air | 4DHV2S09S-1L | DWH209S4-1L | 12.5 | 21.5 | 9.1 | Yes | Both | 3 | 600 | 800 | 150 | 350 | 2025-01-01
208106741 | Armstrong Air | 4DHV2S12S-1L | DWH212S4-1L | 10.3 | 20.8 | 8.7 | No | N/A | 2 | 500 | 700 | 100 | 300 | 2025-01-01
208106742 | Armstrong Air | 4DHV2S09S-1P | DWH209S4-1P | 12.6 | 21.7 | 9.4 | Yes | Both | 3 | 600 | 800 | 150 | 350 | 2025-01-01
208106743 | Armstrong Air | 4DHV2S12S-1P | DWH212S4-1P | 10.8 | 21.4 | 9.2 | No | N/A | 3 | 600 | 800 | 150 | 350 | 2025-01-01
208106744 | Armstrong Air | 4DHV2S18S-1P | DWH218S4-1P | 11 | 19.5 | 8.7 | No | N/A | 2 | 500 | 700 | 100 | 300 | 2025-01-01
208106745 | Armstrong Air | 4DHV2S24S-1P | DWH224S4-1P | 9.5 | 18.5 | 8.6 | No | N/A | 2 | 500 | 700 | 100 | 300 | 2025-01-01
208106767 | Armstrong Air | 4DHP2S36S-1P | D33C236S4-1P | 9.4 | 19.2 | 8.8 | No | N/A | 2 | 500 | 700 | 100 | 300 | 2025-01-01
208106768 | Armstrong Air | 4DHP2S48S-1P | D33C248S4-1P | 9.5 | 18.5 | 9.8 | No | N/A | 3 | 600 | 800 | 150 | 350 | 2025-01-01
208106769 | Armstrong Air | 4DHP2S36S-1P | DMD236S4-2P | 8.8 | 15.8 | 8.8 | No | N/A | 2 | 500 | 700 | 100 | 300 | 2025-01-01
208106771 | Armstrong Air | 4DHPS209S-1P | DWM206S4-1P | 15.8 | 26.5 | 13.6 | Yes | Both | 4 | 700 | 900 | 150 | 350 | 2025-01-01
206551630 | Armstrong Air | 4DHP1S48S-1P | D33C148S4-2P | 9.5 | 16.8 | 9 | No | N/A | 3 | 600 | 800 | 150 | 350 | 2025-01-01
206551633 | Armstrong Air | 4DHP1S36S-1P | D33C136S4-2P | 9 | 17.5 | 9.3 | No | N/A | 3 | 600 | 800 | 150 | 350 | 2025-01-01
204462437 | Armstrong Air | 4DHP1S12S-1L | DWM112S4-1L | 13 | 21.2 | 8.5 | Yes | No | 2 | 500 | 700 | 100 | 300 | 2025-01-01
204462438 | Armstrong Air | 4DHP1S18S-1P | DWM118S4-1P | 13 | 20 | 8.3 | Yes | No | 1 | 400 | 600 | 100 | 300 | 2025-01-01
204462439 | Armstrong Air | 4DHP1S24S-1P | DWM124S4-1P | 13.7 | 19.8 | 9.3 | Yes | No | 3 | 600 | 800 | 150 | 350 | 2025-01-01
204462440 | Armstrong Air | 4DHP1S09S-1P | DMD209S4-1P | 12.1 | 18.7 | 9.8 | Yes | Both | 3 | 600 | 800 | 150 | 350 | 2025-01-01
204462441 | Armstrong Air | 4DHP1S12S-1P | DMD212S4-1P | 11.7 | 19 | 10 | Yes | Both | 4 | 700 | 900 | 150 | 350 | 2025-01-01
204462442 | Armstrong Air | 4DHP1S18S-1P | DMD218S4-1P | 11.7 | 18.5 | 9.2 | Yes | No | 3 | 600 | 800 | 150 | 350 | 2025-01-01
204462443 | Armstrong Air | 4DHP1S24S-1P | DMD224S4-1P | 11.7 | 19 | 10 | Yes | Both | 4 | 700 | 900 | 150 | 350 | 2025-01-01
204462446 | Armstrong Air | 4DHP1S18S-1P | D22C118S4-1P | 12.5 | 20 | 9.1 | Yes | No | 3 | 600 | 800 | 150 | 350 | 2025-01-01
204462458 | Armstrong Air | 4DHP1S36S-1P | D33C136S4-1P | 9 | 17.5 | 9.3 | No | N/A | 3 | 600 | 800 | 150 | 350 | 2025-01-01
204462459 | Armstrong Air | 4DHP1S48S-1P | D33C148S4-1P | 9.5 | 16.8 | 9 | No | N/A | 3 | 600 | 800 | 150 | 350 | 2025-01-01
203376765 | Armstrong Air | 4DHP1S12S-1L | DWM112S4-2L | 13 | 21.2 | 8.5 | Yes | No | 2 | 500 | 700 | 100 | 300 | 2025-01-01
203376766 | Armstrong Air | 4DHP1S09S-1P | DWM109S4-2P | 14.9 | 21.8 | 9.3 | Yes | Both | 3 | 600 | 800 | 150 | 350 | 2025-01-01
203376767 | Armstrong Air | 4DHP1S12S-1P | DWM112S4-2P | 13.7 | 22.3 | 8.8 | Yes | Both | 2 | 500 | 700 | 100 | 300 | 2025-01-01
203376799 | Armstrong Air | 4DHV1S09S-1L | DWH109S4-1L | 11.5 | 18.9 | 8.1 | No | N/A | 1 | 400 | 600 | 100 | 300 | 2025-01-01
203376800 | Armstrong Air | 4DHV1S12S-1L | DWH112S4-1L | 10.5 | 19 | 8.3 | No | N/A | 1 | 400 | 600 | 100 | 300 | 2025-01-01
203376801 | Armstrong Air | 4DHV1S09S-1P | DWH109S4-1P | 11 | 18 | 9.1 | No | N/A | 3 | 600 | 800 | 150 | 350 | 2025-01-01
203376803 | Armstrong Air | 4DHV1S18S-1P | DWH118S4-1P | 11 | 18.7 | 8.1 | No | N/A | 1 | 400 | 600 | 100 | 300 | 2025-01-01
213279884 | Armstrong Air | 4DHPS209S-1P | DWM206S4-*P | 15.8 | 26.5 | 13.6 | Yes | Both | 4 | 700 | 900 | 150 | 350 | 2025-01-01
211034519 | Armstrong Air | 4DHP2S12S-1L | DWM212S4-*L | 12.8 | 23.5 | 10 | Yes | No | 4 | 700 | 900 | 150 | 350 | 2025-01-01
211034520 | Armstrong Air | 4DHPS209S-1P | DWM209S4-*P | 15 | 25.5 | 11.9 | Yes | Both | 4 | 700 | 900 | 150 | 350 | 2025-01-01
211034521 | Armstrong Air | 4DHP2S12S-1P | DWM212S4-*P | 13.7 | 24.6 | 10.7 | Yes | No | 4 | 700 | 900 | 150 | 350 | 2025-01-01
211034522 | Armstrong Air | 4DHP2S18S-1P | DWM218S4-*P | 12.4 | 23.5 | 10.7 | Yes | No | 4 | 700 | 900 | 150 | 350 | 2025-01-01
211034523 | Armstrong Air | 4DHP2S24S-1P | DWM224S4-*P | 14 | 22 | 9.9 | Yes | No | 3 | 600 | 800 | 150 | 350 | 2025-01-01
211034524 | Armstrong Air | 4DHP2S30S-1P | DWM230S4-*P | 11.4 | 20 | 9.2 | No | N/A | 3 | 600 | 800 | 150 | 350 | 2025-01-01
211034527 | Armstrong Air | 4DHPS209S-1P | DMD209S4-*P | 12.5 | 19.2 | 10 | Yes | Both | 4 | 700 | 900 | 150 | 350 | 2025-01-01
211034528 | Armstrong Air | 4DHP2S12S-1P | DMD212S4-*P | 11.7 | 18.8 | 10.3 | Yes | Both | 4 | 700 | 900 | 150 | 350 | 2025-01-01
211034529 | Armstrong Air | 4DHP2S18S-1P | DMD218S4-*P | 12.3 | 20 | 10.5 | Yes | No | 4 | 700 | 900 | 150 | 350 | 2025-01-01
211034530 | Armstrong Air | 4DHP2S24S-1P | DMD224S4-*P | 12.3 | 19 | 11 | Yes | Both | 4 | 700 | 900 | 150 | 350 | 2025-01-01
211034531 | Armstrong Air | 4DHP2S36S-1P | DMD236S4-*P | 8.8 | 15.8 | 8.8 | No | N/A | 2 | 500 | 700 | 100 | 300 | 2025-01-01
211034533 | Armstrong Air | 4DHPS209S-1P | D22C109S4-*P | 13 | 20 | 10 | Yes | Both | 4 | 700 | 900 | 150 | 350 | 2025-01-01
211034534 | Armstrong Air | 4DHP2S12S-1P | D22C112S4-*P | 13.9 | 22.7 | 9.9 | Yes | No | 3 | 600 | 800 | 150 | 350 | 2025-01-01
211034535 | Armstrong Air | 4DHP2S18S-1P | D22C118S4-*P | 12.5 | 20.5 | 10.4 | Yes | No | 4 | 700 | 900 | 150 | 350 | 2025-01-01
211034536 | Armstrong Air | 4DHP2S24S-1P | D33C224S4-*P | 12.3 | 21.5 | 9.6 | Yes | Both | 3 | 600 | 800 | 150 | 350 | 2025-01-01
211034537 | Armstrong Air | 4DHP2S36S-1P | D33C236S4-*P | 9.4 | 19.2 | 8.7 | No | N/A | 2 | 500 | 700 | 100 | 300 | 2025-01-01
211034538 | Armstrong Air | 4DHP2S48S-1P | D33C248S4-*P | 9.5 | 18.5 | 9.8 | No | N/A | 3 | 600 | 800 | 150 | 350 | 2025-01-01
211034539 | Armstrong Air | 4DHV2S09S-1L | DWH209S4-*L | 12.5 | 21.5 | 9.1 | Yes | Both | 3 | 600 | 800 | 150 | 350 | 2025-01-01
211034540 | Armstrong Air | 4DHV2S12S-1L | DWH212S4-*L | 10.3 | 20.8 | 8.7 | No | N/A | 2 | 500 | 700 | 100 | 300 | 2025-01-01
211034541 | Armstrong Air | 4DHV2S09S-1P | DWH209S4-*P | 12.6 | 21.7 | 9.4 | Yes | Both | 3 | 600 | 800 | 150 | 350 | 2025-01-01
211034542 | Armstrong Air | 4DHV2S12S-1P | DWH212S4-*P | 10.8 | 21.4 | 9.2 | No | N/A | 3 | 600 | 800 | 150 | 350 | 2025-01-01
211034543 | Armstrong Air | 4DHV2S18S-1P | DWH218S4-*P | 10.8 | 19.5 | 8.7 | No | N/A | 2 | 500 | 700 | 100 | 300 | 2025-01-01
211034544 | Armstrong Air | 4DHV2S24S-1P | DWH224S4-*P | 9.5 | 18.5 | 8.6 | No | N/A | 2 | 500 | 700 | 100 | 300 | 2025-01-01
214779355 | AUCMA | AST-H18/R32-T3 | ASTW-H18 /R32-J3 | 12 | 21 | 9 | No | N/A | 3 | 600 | 800 | 150 | 350 | 2025-01-01
207743708 | AURORA | AU-MU18-2A-U |  | 12 | 19 | 9.8 | No | N/A | 3 | 600 | 800 | 150 | 350 | 2025-01-01
207743711 | AURORA | AU-MU27-2A-U |  | 11.7 | 21 | 9.2 | No | N/A | 3 | 600 | 800 | 150 | 350 | 2025-01-01
207743717 | AURORA | AU-MU48-2A-U |  | 10.8 | 20.5 | 9.7 | No | N/A | 3 | 600 | 800 | 150 | 350 | 2025-01-01
207743714 | AURORA | AU-MU36-2A-U |  | 11 | 20 | 9.2 | No | N/A | 3 | 600 | 800 | 150 | 350 | 2025-01-01
207743716 | AURORA | AU-MU48-2A-U |  | 11 | 21.1 | 9.5 | No | N/A | 3 | 600 | 800 | 150 | 350 | 2025-01-01
207743710 | AURORA | AU-MU27-2A-U |  | 12.2 | 23.5 | 9.2 | No | N/A | 3 | 600 | 800 | 150 | 350 | 2025-01-01
207743713 | AURORA | AU-MU36-2A-U |  | 10.6 | 23.1 | 9.6 | No | N/A | 3 | 600 | 800 | 150 | 350 | 2025-01-01
207743707 | AURORA | AU-MU18-2A-U |  | 12.5 | 21 | 10.2 | No | N/A | 4 | 700 | 900 | 150 | 350 | 2025-01-01
207743709 | AURORA | AU-MU18-2A-U |  | 12.25 | 20 | 10 | No | N/A | 4 | 700 | 900 | 150 | 350 | 2025-01-01
207743712 | AURORA | AU-MU27-2A-U |  | 11.95 | 22.25 | 9.2 | No | N/A | 3 | 600 | 800 | 150 | 350 | 2025-01-01
207743718 | AURORA | AU-MU48-2A-U |  | 10.9 | 20.8 | 9.6 | No | N/A | 3 | 600 | 800 | 150 | 350 | 2025-01-01
207743715 | AURORA | AU-MU36-2A-U |  | 10.8 | 21.55 | 9.4 | No | N/A | 3 | 600 | 800 | 150 | 350 | 2025-01-01
214232454 | AURORA | AU-CX12HR-2A-O | AU-LCS12-2A-I | 13.3 | 24.2 | 10.7 | No | N/A | 4 | 700 | 900 | 150 | 350 | 2025-01-01
208101255 | AURORA | AU-CX06HR-2A-O | AU-CX06HR-2A-I | 15 | 23.5 | 12 | No | N/A | 4 | 700 | 900 | 150 | 350 | 2025-01-01
208101256 | AURORA | AU-CX09HR-2A-O | AU-BS09HR-2A-I | 15.8 | 26.4 | 11.6 | No | N/A | 4 | 700 | 900 | 150 | 350 | 2025-01-01
208101257 | AURORA | AU-CX12HR-2A-O | AU-BS12HR-2A-I | 13 | 23.1 | 10.5 | No | N/A | 4 | 700 | 900 | 150 | 350 | 2025-01-01
208101258 | AURORA | AU-CX18HR-2A-O | AU-BS18HR-2A-I | 13 | 22 | 10.6 | No | N/A | 4 | 700 | 900 | 150 | 350 | 2025-01-01
208101259 | AURORA | AU-CX24HR-2A-O | AU-BS24HR-2A-I | 12.5 | 22.3 | 10.3 | No | N/A | 4 | 700 | 900 | 150 | 350 | 2025-01-01
207339165 | AURORA | AU-A09HR-1B-O | AU-A09HR-1B-I | 12.5 | 21.5 | 9.1 | No | N/A | 3 | 600 | 800 | 150 | 350 | 2025-01-01
207339166 | AURORA | AU-A12HR-1B-O | AU-A12HR-1B-I | 10.3 | 20.8 | 8.7 | No | N/A | 2 | 500 | 700 | 100 | 300 | 2025-01-01
207339167 | AURORA | AU-A09HR-2B-O | AU-A09HR-2B-I | 12.6 | 21.7 | 9.4 | No | N/A | 3 | 600 | 800 | 150 | 350 | 2025-01-01
207339168 | AURORA | AU-A12HR-2B-O | AU-A12HR-2B-I | 10.8 | 21.4 | 9.2 | No | N/A | 3 | 600 | 800 | 150 | 350 | 2025-01-01
207339169 | AURORA | AU-A18HR-2B-O | AU-A18HR-2B-I | 11 | 19.5 | 8.7 | No | N/A | 2 | 500 | 700 | 100 | 300 | 2025-01-01
207339170 | AURORA | AU-A24HR-2B-O | AU-A24HR-2B-I | 9.5 | 18.5 | 8.6 | No | N/A | 2 | 500 | 700 | 100 | 300 | 2025-01-01
207339171 | AURORA | AU-A30HR-2B-O | AU-A30HR-2B-I | 10.5 | 18.6 | 8.7 | No | N/A | 2 | 500 | 700 | 100 | 300 | 2025-01-01
207339172 | AURORA | AU-A36HR-2B-O | AU-A36HR-2B-I | 8.5 | 17.5 | 8.7 | No | N/A | 2 | 500 | 700 | 100 | 300 | 2025-01-01
205788778 | AURORA | AU-A09HR-1A-O | AU-A09HR-1A-I | 11.5 | 18.9 | 8.1 | No | N/A | 1 | 400 | 600 | 100 | 300 | 2025-01-01
205788779 | AURORA | AU-A12HR-1A-O | AU-A12HR-1A-I | 10.5 | 19 | 8.3 | No | N/A | 1 | 400 | 600 | 100 | 300 | 2025-01-01
205788780 | AURORA | AU-A09HR-2A-O | AU-A09HR-2A-I | 11 | 18 | 9.1 | No | N/A | 3 | 600 | 800 | 150 | 350 | 2025-01-01
205788782 | AURORA | AU-A18HR-2A-O | AU-A18HR-2A-I | 11 | 18.7 | 8.1 | No | N/A | 1 | 400 | 600 | 100 | 300 | 2025-01-01
216980954 | AURUS | ARU32-H12A1/INVL-US2 | ARU32-H12A1/INVL-US2 | 9.5 | 17 | 9.5 | No | N/A | 3 | 600 | 800 | 150 | 350 | 2025-01-01
216980955 | AURUS | ARU32-H12A2/INVL-US2 | ARU32-H12A2/INVL-US2 | 9.5 | 17 | 8.3 | No | N/A | 1 | 400 | 600 | 100 | 300 | 2025-01-01
216980956 | AURUS | ARU32-H18A2/INVL-US2 | ARU32-H18A2/INVL-US2 | 9.5 | 17 | 8.5 | No | N/A | 2 | 500 | 700 | 100 | 300 | 2025-01-01
216980957 | AURUS | ARU32-H24A2/INVL-US2 | ARU32-H24A2/INVL-US2 | 9.5 | 17 | 9.5 | No | N/A | 3 | 600 | 800 | 150 | 350 | 2025-01-01
216980958 | AURUS | ARU32-H36A2/INVL-US2 | ARU32-H36A2/INVL-US2 | 9.5 | 17 | 8.5 | No | N/A | 2 | 500 | 700 | 100 | 300 | 2025-01-01
216980959 | AURUS | ARU454-H12A2/INVL-US2 | ARU454-H12A2/INVL-US2 | 13 | 24 | 10 | Yes | Both | 4 | 700 | 900 | 150 | 350 | 2025-01-01
216980960 | AURUS | ARU454-H12A1/INVL-US2 | ARU454-H12A1/INVL-US2 | 13 | 23 | 10 | Yes | Both | 4 | 700 | 900 | 150 | 350 | 2025-01-01
216980961 | AURUS | ARU454-H24A2/INVL-US2 | ARU454-H24A2/INVL-US2 | 12 | 23 | 9.5 | No | N/A | 3 | 600 | 800 | 150 | 350 | 2025-01-01
210610104 | AURUS | ARU-H12A2/INVL-US2 | ARU-H12A2/INVL-US2 | 10 | 19 | 8.5 | No | N/A | 2 | 500 | 700 | 100 | 300 | 2025-01-01
210610105 | AURUS | ARU-H18A2/INVL-US2 | ARU-H18A2/INVL-US2 | 9.4 | 19 | 8.5 | No | N/A | 2 | 500 | 700 | 100 | 300 | 2025-01-01
210610106 | AURUS | ARU-H24A2/INVL-US2 | ARU-H24A2/INVL-US2 | 10 | 19 | 8.5 | No | N/A | 2 | 500 | 700 | 100 | 300 | 2025-01-01
214660272 | AURUS | ARU-H12A3-INVX-US | ARU-H12A3-INVX-US | 10 | 20 | 8.5 | No | N/A | 2 | 500 | 700 | 100 | 300 | 2025-01-01
210610103 | AURUS | ARU-H12A1/INVL-US2 | ARU-H12A1/INVL-US2 | 10 | 19 | 8.5 | No | N/A | 2 | 500 | 700 | 100 | 300 | 2025-01-01
216032437 | AUX | ASUM18HPMULO |  | 12.3 | 20.5 | 9.8 | Yes | Yes | 3 | 600 | 800 | 150 | 350 | 2025-01-01
216032438 | AUX | ASUM24HPMULO |  | 13 | 21 | 10 | Yes | Both | 4 | 700 | 900 | 150 | 350 | 2025-01-01
216032439 | AUX | ASUM36HPMULO |  | 12.5 | 21.5 | 10 | Yes | Yes | 4 | 700 | 900 | 150 | 350 | 2025-01-01
216032440 | AUX | ASUM42HPMULO |  | 12.3 | 22 | 10 | Yes | Yes | 4 | 700 | 900 | 150 | 350 | 2025-01-01
216032398 | AUX | ASPR18HPMULO |  | 11.8 | 19.5 | 9.5 | Yes | Both | 3 | 600 | 800 | 150 | 350 | 2025-01-01
216032399 | AUX | ASPR24HPMULO |  | 11.8 | 20.5 | 9.5 | Yes | Yes | 3 | 600 | 800 | 150 | 350 | 2025-01-01
216032400 | AUX | ASPR30HPMULO |  | 12 | 20 | 9.5 | Yes | Both | 3 | 600 | 800 | 150 | 350 | 2025-01-01
216032401 | AUX | ASPR36HPMULO |  | 11.6 | 20 | 10 | Yes | Both | 4 | 700 | 900 | 150 | 350 | 2025-01-01
216032402 | AUX | ASPR42HPMULO |  | 11.2 | 20 | 9.2 | Yes | Both | 3 | 600 | 800 | 150 | 350 | 2025-01-01
214097935 | AUX | AM2-H18/2DR3A |  | 12.3 | 22 | 10 | Yes | Yes | 4 | 700 | 900 | 150 | 350 | 2025-01-01
214291423 | AUX | ASPR18HPMULO |  | 12.3 | 22 | 10 | Yes | Both | 4 | 700 | 900 | 150 | 350 | 2025-01-01
214291424 | AUX | ASPR24HPMULO |  | 12.5 | 23 | 10 | Yes | Yes | 4 | 700 | 900 | 150 | 350 | 2025-01-01
214291425 | AUX | ASPR30HPMULO |  | 12.5 | 23 | 10 | Yes | Both | 4 | 700 | 900 | 150 | 350 | 2025-01-01
214291426 | AUX | ASPR36HPMULO |  | 12.3 | 23 | 10 | Yes | Both | 4 | 700 | 900 | 150 | 350 | 2025-01-01
214291427 | AUX | ASPR42HPMULO |  | 12 | 22 | 10 | Yes | Both | 4 | 700 | 900 | 150 | 350 | 2025-01-01
214291428 | AUX | ASUM18HPMULO |  | 12.5 | 23.3 | 11 | Yes | Yes | 4 | 700 | 900 | 150 | 350 | 2025-01-01
214291429 | AUX | ASUM36HPMULO |  | 12.5 | 24 | 11 | Yes | Yes | 4 | 700 | 900 | 150 | 350 | 2025-01-01
214291430 | AUX | ASUM42HPMULO |  | 12.5 | 24 | 10.5 | Yes | Yes | 4 | 700 | 900 | 150 | 350 | 2025-01-01
214291431 | AUX | ASUM24HPMULO |  | 13 | 24 | 10.5 | Yes | Both | 4 | 700 | 900 | 150 | 350 | 2025-01-01
214097936 | AUX | AM3-H24/2DR3A |  | 12.5 | 23 | 10 | Yes | Yes | 4 | 700 | 900 | 150 | 350 | 2025-01-01
214097937 | AUX | AM4-H30/2DR3A |  | 12.5 | 23 | 10 | Yes | Yes | 4 | 700 | 900 | 150 | 350 | 2025-01-01
214097938 | AUX | AM4-H36/2DR3A |  | 12.3 | 23 | 10 | Yes | Yes | 4 | 700 | 900 | 150 | 350 | 2025-01-01
214097939 | AUX | AM5-H42/2DR3A |  | 12 | 22 | 10 | Yes | Yes | 4 | 700 | 900 | 150 | 350 | 2025-01-01
214097940 | AUX | AM2-H18/2DR3B |  | 12.5 | 23.3 | 11 | Yes | Yes | 4 | 700 | 900 | 150 | 350 | 2025-01-01
214097941 | AUX | AM4-H36/2DR3B |  | 12.5 | 24 | 11 | Yes | Yes | 4 | 700 | 900 | 150 | 350 | 2025-01-01
214097942 | AUX | AM5-H42/2DR3B |  | 12.5 | 24 | 10.5 | Yes | Yes | 4 | 700 | 900 | 150 | 350 | 2025-01-01
214097943 | AUX | AM3-H24/2DR3B |  | 13 | 24 | 10.5 | Yes | Yes | 4 | 700 | 900 | 150 | 350 | 2025-01-01
216050934 | AUX | ASPR18HPMULO |  | 12.05 | 20.75 | 9.75 | Yes | Both | 3 | 600 | 800 | 150 | 350 | 2025-01-01
216050935 | AUX | ASPR24HPMULO |  | 12.15 | 21.75 | 9.75 | Yes | Yes | 3 | 600 | 800 | 150 | 350 | 2025-01-01
216050939 | AUX | ASUM18HPMULO |  | 12.4 | 21.9 | 10.4 | Yes | Yes | 4 | 700 | 900 | 150 | 350 | 2025-01-01
216050940 | AUX | ASUM24HPMULO |  | 13 | 22.5 | 10.25 | Yes | Both | 4 | 700 | 900 | 150 | 350 | 2025-01-01
216050941 | AUX | ASUM36HPMULO |  | 12.5 | 22.75 | 10.5 | Yes | Yes | 4 | 700 | 900 | 150 | 350 | 2025-01-01
216050942 | AUX | ASUM42HPMULO |  | 12.4 | 23 | 10.25 | Yes | Yes | 4 | 700 | 900 | 150 | 350 | 2025-01-01
216050936 | AUX | ASPR30HPMULO |  | 12.25 | 21.5 | 9.75 | Yes | Both | 3 | 600 | 800 | 150 | 350 | 2025-01-01
216050937 | AUX | ASPR36HPMULO |  | 11.95 | 21.5 | 10 | Yes | Both | 4 | 700 | 900 | 150 | 350 | 2025-01-01
216050938 | AUX | ASPR42HPMULO |  | 11.6 | 21 | 9.6 | Yes | Both | 3 | 600 | 800 | 150 | 350 | 2025-01-01
217115274 | AUX | ASW-H24F6A2/ *R3DI-D7 | ASW-H24F6A2/ *R3DI-D7 | 14 | 25 | 10.5 | Yes | Yes | 4 | 700 | 900 | 150 | 350 | 2025-01-01
217138117 | AUX | AS-H12C5A3/ *R3DI-B8 | AW-H12C5A3/ *R3DI-B8 | 10 | 20 | 8.5 | No | N/A | 2 | 500 | 700 | 100 | 300 | 2025-01-01
217138118 | AUX | AS-H12C5C2/*R3DI-B9 | AW-H12C5C2/*R3DI-B9 | 9 | 17 | 8.5 | No | N/A | 2 | 500 | 700 | 100 | 300 | 2025-01-01
217138119 | AUX | AS-H18E3A2/*R3DI-C0 | AW-H18E3A2/*R3DI-C0 | 10.5 | 19 | 9 | No | N/A | 3 | 600 | 800 | 150 | 350 | 2025-01-01
217138120 | AUX | AS-H24F8A2/*R3DI-C1 | AW-H24F8A2/*R3DI-C1 | 10.5 | 18.5 | 8.3 | No | N/A | 1 | 400 | 600 | 100 | 300 | 2025-01-01
208650615 | AUX | ASW-H12C5C2/*R3DI-B9 | ASW-H12C5C2/*R3DI-B9 | 9 | 17 | 8.5 | No | N/A | 2 | 500 | 700 | 100 | 300 | 2025-01-01
208650616 | AUX | ASW-H24F8A2/*R3DI-C1 | ASW-H24F8A2/*R3DI-C1 | 10.5 | 18.5 | 8.3 | No | N/A | 1 | 400 | 600 | 100 | 300 | 2025-01-01
208650617 | AUX | ASW-H18E3A2/*R3DI-C0 | ASW-H18E3A2/*R3DI-C0 | 10.5 | 19 | 9 | No | N/A | 3 | 600 | 800 | 150 | 350 | 2025-01-01
210324764 | AUX | ASW-H18E3A2/ *R3DI-C3 | ASW-H18E3A2/ *R3DI-C3 | 12 | 21 | 9 | Yes | No | 3 | 600 | 800 | 150 | 350 | 2025-01-01
216765699 | AUX | AUM20SW12HP115V1/O | AUM20SW12HP115V1/H | 9.6 | 20 | 8.5 | No | N/A | 2 | 500 | 700 | 100 | 300 | 2025-01-01
216765700 | AUX | AUM20SW24HP230V1/O | AUM20SW24HP230V1/H | 11.9 | 20 | 9 | Yes | No | 3 | 600 | 800 | 150 | 350 | 2025-01-01
216765701 | AUX | AUM20SW09HP230V1/O | AUM20SW09HP230V1/H | 12 | 22 | 9.2 | Yes | Yes | 3 | 600 | 800 | 150 | 350 | 2025-01-01
216765702 | AUX | AUM20SW09HP115V1/O | AUM20SW09HP115V1/H | 11.4 | 20 | 8.5 | Yes | No | 2 | 500 | 700 | 100 | 300 | 2025-01-01
216765703 | AUX | AUM20SW12HP230V1/O | AUM20SW12HP230V1/H | 9.9 | 21 | 8.8 | No | N/A | 2 | 500 | 700 | 100 | 300 | 2025-01-01
216765704 | AUX | AUM20SW18HP230V1/O | AUM20SW18HP230V1/H | 11 | 20 | 9 | Yes | No | 3 | 600 | 800 | 150 | 350 | 2025-01-01
216980469 | AUX | ASW-H09B6A3/ *R3DI-B8 | ASW-H09B6A3/ *R3DI-B8 | 10.5 | 19 | 8.6 | No | N/A | 2 | 500 | 700 | 100 | 300 | 2025-01-01
214717090 | AUX | ASW-H12C5A3/*R3DI-C3 | ASW-H12C5A3/*R3DI-C3 | 10 | 22 | 9 | No | N/A | 3 | 600 | 800 | 150 | 350 | 2025-01-01
216032391 | AUX | AHU18HPV1AO | AHU18HPV1AI | 11.25 | 17 | 8.6 | No | N/A | 2 | 500 | 700 | 100 | 300 | 2025-01-01
216032392 | AUX | AHU18HPV1BO | AHU18HPV1BI | 11.6 | 19.2 | 9 | Yes | Yes | 3 | 600 | 800 | 150 | 350 | 2025-01-01
216032393 | AUX | AHU24HPV1BO | AHU24HPV1BI | 11 | 19 | 9.5 | Yes | Yes | 3 | 600 | 800 | 150 | 350 | 2025-01-01
216032394 | AUX | AHU30HPV1BO | AHU30HPV1BI | 11.6 | 18 | 9 | Yes | Yes | 3 | 600 | 800 | 150 | 350 | 2025-01-01
216032395 | AUX | AHU36HPV1BO | AHU36HPV1BI | 10 | 18.2 | 10 | Yes | Yes | 4 | 700 | 900 | 150 | 350 | 2025-01-01
216032396 | AUX | AHU48HPV1BO | AHU48HPV1BI | 10 | 17 | 9.5 | Yes | Yes | 3 | 600 | 800 | 150 | 350 | 2025-01-01
216032397 | AUX | AHU60HPV1BO | AHU60HPV1BI | 9.5 | 16.5 | 9.5 | Yes | Yes | 3 | 600 | 800 | 150 | 350 | 2025-01-01
216030570 | AUX | AHU24HPV1AO | AHU24HPV1AI | 10.5 | 17 | 8.5 | No | N/A | 2 | 500 | 700 | 100 | 300 | 2025-01-01
216030571 | AUX | AHU30HPV1AO | AHU30HPV1AI | 10 | 18 | 8.5 | No | N/A | 2 | 500 | 700 | 100 | 300 | 2025-01-01
216030572 | AUX | AHU36HPV1AO | AHU36HPV1AI | 9.5 | 17 | 8.6 | No | N/A | 2 | 500 | 700 | 100 | 300 | 2025-01-01
216030573 | AUX | AHU48HPV1AO | AHU48HPV1AI | 9.5 | 16 | 9 | No | N/A | 3 | 600 | 800 | 150 | 350 | 2025-01-01
216030574 | AUX | AHU60HPV1AO | AHU60HPV1AI | 9.5 | 16 | 9 | No | N/A | 3 | 600 | 800 | 150 | 350 | 2025-01-01
215876498 | AUX | AMAR24HP230V2CO | AMAR24HP230V2CH | 14 | 25 | 10.5 | Yes | Yes | 4 | 700 | 900 | 150 | 350 | 2025-01-01
215876499 | AUX | AJAN36HP230V2CO | AJAN36HP230V2CH | 10.1 | 20 | 8.5 | Yes | Yes | 2 | 500 | 700 | 100 | 300 | 2025-01-01
215876500 | AUX | ASW-H18E3B2/Q*R3DI-C3 | ASW-H18E3B2/Q*R3DI-C3 | 11 | 19 | 9 | Yes | Yes | 3 | 600 | 800 | 150 | 350 | 2025-01-01
215876501 | AUX | ASW-H24F8A2/*R3DI-C3 | ASW-H24F8A2/*R3DI-C3 | 10.5 | 19 | 8.5 | No | N/A | 2 | 500 | 700 | 100 | 300 | 2025-01-01
216020661 | AUX | ASW-H12C5A2/Q*R3DI-C1 | ASW-H12C5A2/Q*R3DI-C1 | 9.5 | 18.5 | 8.3 | No | N/A | 1 | 400 | 600 | 100 | 300 | 2025-01-01
215405088 | AUX | ASW-H18E3C2/*R3DI-C3 | ASW-H18E3C2/*R3DI-C3 | 12 | 22 | 9.5 | Yes | Yes | 3 | 600 | 800 | 150 | 350 | 2025-01-01
215405089 | AUX | ASW-H12C5D2/*R3DI-C5 | ASW-H12C5D2/*R3DI-C5 | 11.3 | 22 | 9.5 | Yes | Yes | 3 | 600 | 800 | 150 | 350 | 2025-01-01
215405090 | AUX | ASW-H12C5C3/*R3DI-C5 | ASW-H12C5C3/*R3DI-C5 | 12 | 22 | 9.5 | Yes | Yes | 3 | 600 | 800 | 150 | 350 | 2025-01-01
215405091 | AUX | ASW-H24F8A2/*R3DI-C7 | ASW-H24F8A2/*R3DI-C7 | 12 | 22 | 10 | Yes | Yes | 4 | 700 | 900 | 150 | 350 | 2025-01-01
215405092 | AUX | ASW-H36I9B2/*R3DI-B8 | ASW-H36I9B2/*R3DI-B8 | 10.1 | 20 | 8.5 | No | N/A | 2 | 500 | 700 | 100 | 300 | 2025-01-01
215218928 | AUX | ASW-H18E3B2/*R3DI-D2 | ASW-H18E3B2/*R3DI-D2 | 14 | 25 | 10.5 | Yes | Yes | 4 | 700 | 900 | 150 | 350 | 2025-01-01
215218929 | AUX | ASW-H12C5B2/*R3DI-C9 | ASW-H12C5B2/*R3DI-C9 | 12 | 24 | 10 | Yes | Yes | 4 | 700 | 900 | 150 | 350 | 2025-01-01
215218930 | AUX | ASW-H12C5B3/*R3DI-C6 | ASW-H12C5B3/*R3DI-C6 | 12 | 24 | 10 | Yes | Yes | 4 | 700 | 900 | 150 | 350 | 2025-01-01
214841715 | AUX | ASW-H12C5B3/*R3DI-C5 | ASW-H12C5B3/*R3DI-C5 | 10 | 23 | 10.2 | No | N/A | 4 | 700 | 900 | 150 | 350 | 2025-01-01
214841716 | AUX | ASW-H09B6A3/Q*R3DI-C2 | ASW-H09B6A3/Q*R3DI-C2 | 10.7 | 20.5 | 9 | No | N/A | 3 | 600 | 800 | 150 | 350 | 2025-01-01
214841717 | AUX | ASW-H12C5C2/*R3DI-C5 | ASW-H12C5C2/*R3DI-C5 | 12 | 23 | 10.12 | Yes | Yes | 4 | 700 | 900 | 150 | 350 | 2025-01-01
214841718 | AUX | ASW-H18E3B2/*R3DI-C3 | ASW-H18E3B2/*R3DI-C3 | 12 | 21 | 9.66 | Yes | Yes | 3 | 600 | 800 | 150 | 350 | 2025-01-01
214311531 | AUX | AFEB18HP230V2CO | AFEB18HP230V2CH | 11.5 | 21.5 | 9.5 | Yes | Yes | 3 | 600 | 800 | 150 | 350 | 2025-01-01
214290021 | AUX | AMAR12HP230V1CO | AMAR12HP230V1CH | 12.1 | 25 | 10.5 | Yes | Yes | 4 | 700 | 900 | 150 | 350 | 2025-01-01
214290022 | AUX | AMAR18HP230V1CO | AMAR18HP230V1CH | 14 | 25 | 10.5 | Yes | Yes | 4 | 700 | 900 | 150 | 350 | 2025-01-01
214290023 | AUX | AFEB24HP230V1CO | AFEB24HP230V1CH | 12 | 22 | 10 | Yes | Yes | 4 | 700 | 900 | 150 | 350 | 2025-01-01
214290024 | AUX | AMAR24HP230V1CO | AMAR24HP230V1CH | 14 | 25 | 10.5 | Yes | Yes | 4 | 700 | 900 | 150 | 350 | 2025-01-01
214290025 | AUX | AJAN09HP115V1CO | AJAN09HP115V1CH | 11.4 | 20 | 8.5 | Yes | Yes | 2 | 500 | 700 | 100 | 300 | 2025-01-01
214290026 | AUX | AJAN12HP115V1CO | AJAN12HP115V1CH | 9.6 | 20 | 8.5 | Yes | Yes | 2 | 500 | 700 | 100 | 300 | 2025-01-01
214290028 | AUX | AJAN18HP230V1CO | AJAN18HP230V1CH | 11 | 20 | 9 | Yes | Yes | 3 | 600 | 800 | 150 | 350 | 2025-01-01
214290029 | AUX | AJAN24HP230V1CO | AJAN24HP230V1CH | 11.9 | 20 | 9 | Yes | Yes | 3 | 600 | 800 | 150 | 350 | 2025-01-01
214290030 | AUX | AJAN36HP230V1CO | AJAN36HP230V1CH | 10.1 | 20 | 8.5 | No | N/A | 2 | 500 | 700 | 100 | 300 | 2025-01-01
214290031 | AUX | AJAN12HP230V1CO | AJAN12HP230V1CH | 9.9 | 21 | 8.8 | Yes | Yes | 2 | 500 | 700 | 100 | 300 | 2025-01-01
214290013 | AUX | AJAN09HP230V1CO | AJAN09HP230V1CH | 12 | 22 | 9.2 | Yes | Yes | 3 | 600 | 800 | 150 | 350 | 2025-01-01
214290014 | AUX | AFEB09HP230V1CO | AFEB09HP230V1CH | 13 | 23 | 9.5 | Yes | Yes | 3 | 600 | 800 | 150 | 350 | 2025-01-01
214290015 | AUX | AMAR09HP230V1CO | AMAR09HP230V1CH | 13.6 | 25 | 10.5 | Yes | Yes | 4 | 700 | 900 | 150 | 350 | 2025-01-01
214290016 | AUX | AMAR09HP115V1CO | AMAR09HP115V1CH | 14 | 25 | 10.5 | Yes | Yes | 4 | 700 | 900 | 150 | 350 | 2025-01-01
214290017 | AUX | AFEB09HP115V1CO | AFEB09HP115V1CH | 13 | 22 | 9.5 | Yes | Yes | 3 | 600 | 800 | 150 | 350 | 2025-01-01
214290018 | AUX | AMAR12HP115V1CO | AMAR12HP115V1CH | 12 | 25 | 10.5 | Yes | Yes | 4 | 700 | 900 | 150 | 350 | 2025-01-01
214290019 | AUX | AFEB12HP115V1CO | AFEB12HP115V1CH | 11.4 | 22 | 9.5 | Yes | Yes | 3 | 600 | 800 | 150 | 350 | 2025-01-01
214290020 | AUX | AFEB12HP230V1CO | AFEB12HP230V1CH | 11.8 | 22 | 9.5 | Yes | Yes | 3 | 600 | 800 | 150 | 350 | 2025-01-01
213255582 | AUX | ASW-H24G1D2/*R3DI-C6 | ASW-H24G1D2/*R3DI-C6 | 12 | 21 | 10 | Yes | No | 4 | 700 | 900 | 150 | 350 | 2025-01-01
211164700 | AUX | ASW-H12C5B2/*R3DI-C5 | ASW-H12C5B2/*R3DI-C5 | 12 | 22 | 9.5 | Yes | No | 3 | 600 | 800 | 150 | 350 | 2025-01-01
211164789 | AUX | ASW-H09B6A2/*R3DI-C0 | ASW-H09B6A2/JAR3DI-C0 | 9.9 | 17 | 8.5 | No | N/A | 2 | 500 | 700 | 100 | 300 | 2025-01-01
210324761 | AUX | ASW-H12C5A3/ *R3DI-B8 | ASW-H12C5A3/ *R3DI-B8 | 10 | 20 | 8.5 | No | N/A | 2 | 500 | 700 | 100 | 300 | 2025-01-01
210324762 | AUX | ASW-H24F4D2/ *R3DI-C6 | ASW-H24F4D2/ *R3DI-C6 | 13 | 21 | 10 | Yes | No | 4 | 700 | 900 | 150 | 350 | 2025-01-01
210324763 | AUX | ASW-H12C5A2/ *R3DI-C5 | ASW-H12C5A2/ *R3DI-C5 | 12 | 21 | 10 | Yes | No | 4 | 700 | 900 | 150 | 350 | 2025-01-01
214717538 | AXTELL | ATL-INV18HM2A-O | ATL-INV18HM2A-I | 8.5 | 17 | 8.5 | No | N/A | 2 | 500 | 700 | 100 | 300 | 2025-01-01
206346136 | AZUR | AZ-24M322SCO |  | 12.5 | 22 | 9.05 | Yes | Both | 3 | 600 | 800 | 150 | 350 | 2025-01-01
206347268 | AZUR | AZ-36M422SCO |  | 12.5 | 21 | 9 | Yes | Both | 3 | 600 | 800 | 150 | 350 | 2025-01-01
206346140 | AZUR | AZ-42M522SCO |  | 10.5 | 20 | 8.95 | No | N/A | 2 | 500 | 700 | 100 | 300 | 2025-01-01
206346141 | AZUR | AZ-42M522SCO |  | 10.25 | 19 | 8.88 | No | N/A | 2 | 500 | 700 | 100 | 300 | 2025-01-01
206347269 | AZUR | AZ-36M422SCO |  | 12.25 | 20.25 | 8.95 | Yes | Both | 2 | 500 | 700 | 100 | 300 | 2025-01-01
206346137 | AZUR | AZ-24M322SCO |  | 12.3 | 21.5 | 8.83 | Yes | Both | 2 | 500 | 700 | 100 | 300 | 2025-01-01
205417845 | AZUR | AZ-12CA22EXT | AZ-12CA22INT | 13 | 21 | 9.5 | No | N/A | 3 | 600 | 800 | 150 | 350 | 2025-01-01
205417847 | AZUR | AZ-18CA22EXT | AZ-18CA22INT | 13 | 22.5 | 8.6 | No | N/A | 2 | 500 | 700 | 100 | 300 | 2025-01-01
216010709 | B Air | BAM120HTICX | BAM120HTICX | 9.5 | 17 | 9.5 | No | N/A | 3 | 600 | 800 | 150 | 350 | 2025-01-01
216010710 | B Air | BAM121HTICX | BAM121HTICX | 9.5 | 17 | 8.3 | No | N/A | 1 | 400 | 600 | 100 | 300 | 2025-01-01
216010711 | B Air | BAM181HTICX | BAM181HTICX | 9.5 | 17 | 8.5 | No | N/A | 2 | 500 | 700 | 100 | 300 | 2025-01-01
216010712 | B Air | BAM241HTICX | BAM241HTICX | 9.5 | 17 | 9.5 | No | N/A | 3 | 600 | 800 | 150 | 350 | 2025-01-01
216010713 | B Air | BAM361HTICX | BAM361HTICX | 9.5 | 17 | 8.5 | No | N/A | 2 | 500 | 700 | 100 | 300 | 2025-01-01
213829864 | Barkair | BKR-12K | BKR-12K | 10 | 19 | 8.5 | No | N/A | 2 | 500 | 700 | 100 | 300 | 2025-01-01
213829865 | Barkair | BKR-18K | BKR-18K | 9.4 | 19 | 8.5 | No | N/A | 2 | 500 | 700 | 100 | 300 | 2025-01-01
214844423 | Bestcold | MYTW-09HPAC1/O | MYTW-09HPAC1/I | 10 | 19 | 8.5 | No | N/A | 2 | 500 | 700 | 100 | 300 | 2025-01-01
214844424 | Bestcold | MYTW-12HPAC1/O | MYTW-12HPAC1/I | 10 | 19 | 8.5 | No | N/A | 2 | 500 | 700 | 100 | 300 | 2025-01-01
214844425 | Bestcold | MYTW-09HPAC2/O | MYTW-09HPAC2/I | 10 | 19 | 8.5 | No | N/A | 2 | 500 | 700 | 100 | 300 | 2025-01-01
214844426 | Bestcold | MYTW-12HPAC2/O | MYTW-12HPAC2/I | 10 | 19 | 8.5 | No | N/A | 2 | 500 | 700 | 100 | 300 | 2025-01-01
214844427 | Bestcold | MYTW-18HPAC2/O | MYTW-18HPAC2/I | 9.4 | 19 | 8.5 | No | N/A | 2 | 500 | 700 | 100 | 300 | 2025-01-01
214844428 | Bestcold | MYTW-24HPAC2/O | MYTW-24HPAC2/I | 10 | 19 | 8.5 | No | N/A | 2 | 500 | 700 | 100 | 300 | 2025-01-01
214844429 | Bestcold | MYTW-36HPAC2/O | MYTW-36HPAC2/I | 9 | 19 | 8.5 | No | N/A | 2 | 500 | 700 | 100 | 300 | 2025-01-01
212608423 | BHI | BHI-12K115V-ES-US | BHI-12K115V-ES-US | 12.5 | 22 | 9 | Yes | Both | 3 | 600 | 800 | 150 | 350 | 2025-01-01
214797818 | BHI | BHI-T19-36K230V-US | BHI-T19-36K230V-US | 9 | 19 | 8.5 | No | N/A | 2 | 500 | 700 | 100 | 300 | 2025-01-01
214311524 | Black&Decker | BSA1215MO | BSA1215MR | 10.3 | 20.8 | 8.7 | No | N/A | 2 | 500 | 700 | 100 | 300 | 2025-01-01
212920649 | Bladex | B20I-18SPHP1 |  | 12 | 19 | 9.3 | No | N/A | 3 | 600 | 800 | 150 | 350 | 2025-01-01
212920652 | Bladex | B30K-27SPHP1 |  | 11.8 | 19 | 10 | No | N/A | 4 | 700 | 900 | 150 | 350 | 2025-01-01
212920657 | Bladex | B50G-48SPHP1 |  | 11.7 | 20.9 | 9 | No | N/A | 3 | 600 | 800 | 150 | 350 | 2025-01-01
212920654 | Bladex | B40I-36SPHP1 |  | 11.7 | 19 | 10 | No | N/A | 4 | 700 | 900 | 150 | 350 | 2025-01-01
214065609 | Bladex | B30I-28SPHP1 |  | 11.7 | 20 | 9.5 | No | N/A | 3 | 600 | 800 | 150 | 350 | 2025-01-01
214232412 | Bladex | B20I-18SPHP1* |  | 12 | 19 | 9.3 | No | N/A | 3 | 600 | 800 | 150 | 350 | 2025-01-01
214232415 | Bladex | B30K-27SPHP1* |  | 11.8 | 19 | 10 | No | N/A | 4 | 700 | 900 | 150 | 350 | 2025-01-01
214232418 | Bladex | B30I-28SPHP1* |  | 11.7 | 20 | 9.5 | No | N/A | 3 | 600 | 800 | 150 | 350 | 2025-01-01
214232421 | Bladex | B40I-36SPHP1* |  | 11.7 | 19 | 10 | No | N/A | 4 | 700 | 900 | 150 | 350 | 2025-01-01
214232424 | Bladex | B40X-36SPHP1S* |  | 12 | 19.4 | 10 | No | N/A | 4 | 700 | 900 | 150 | 350 | 2025-01-01
214232427 | Bladex | B50G-48SPHP1* |  | 11.7 | 20.9 | 9 | No | N/A | 3 | 600 | 800 | 150 | 350 | 2025-01-01
212920660 | Bladex | B50A-55SPHP1 |  | 10.5 | 18.8 | 9.3 | No | N/A | 3 | 600 | 800 | 150 | 350 | 2025-01-01
214232430 | Bladex | B50A-55SPHP1* |  | 10.5 | 18.8 | 9.3 | No | N/A | 3 | 600 | 800 | 150 | 350 | 2025-01-01
213927656 | Bladex | BME20A-18SPHP1 |  | 12 | 19 | 9.8 | No | N/A | 3 | 600 | 800 | 150 | 350 | 2025-01-01
213927659 | Bladex | BME30J-27SPHP1 |  | 11.7 | 21 | 9.2 | No | N/A | 3 | 600 | 800 | 150 | 350 | 2025-01-01
213927662 | Bladex | BME40G-36SPHP1 |  | 11 | 20 | 9.2 | No | N/A | 3 | 600 | 800 | 150 | 350 | 2025-01-01
213927665 | Bladex | BME50G-48SPHP1 |  | 10.8 | 20.5 | 9.7 | No | N/A | 3 | 600 | 800 | 150 | 350 | 2025-01-01
213927668 | Bladex | BME50A-55SPHP1 |  | 10.5 | 19 | 8.6 | No | N/A | 2 | 500 | 700 | 100 | 300 | 2025-01-01
213307894 | Bladex | B40XS-36SPHP1 |  | 12 | 19.4 | 10 | No | N/A | 4 | 700 | 900 | 150 | 350 | 2025-01-01
213927667 | Bladex | BME50A-55SPHP1 |  | 10.5 | 20.2 | 9.6 | No | N/A | 3 | 600 | 800 | 150 | 350 | 2025-01-01
213927661 | Bladex | BME40G-36SPHP1 |  | 10.6 | 23.1 | 9.6 | No | N/A | 3 | 600 | 800 | 150 | 350 | 2025-01-01
213927664 | Bladex | BME50G-48SPHP1 |  | 11 | 21.1 | 9.5 | No | N/A | 3 | 600 | 800 | 150 | 350 | 2025-01-01
213927655 | Bladex | BME20A-18SPHP1 |  | 12.5 | 21 | 10.2 | No | N/A | 4 | 700 | 900 | 150 | 350 | 2025-01-01
213927658 | Bladex | BME30J-27SPHP1 |  | 12.2 | 23.5 | 9.2 | No | N/A | 3 | 600 | 800 | 150 | 350 | 2025-01-01
212920659 | Bladex | B50A-55SPHP1 |  | 10.5 | 20 | 9.5 | No | N/A | 3 | 600 | 800 | 150 | 350 | 2025-01-01
214232426 | Bladex | B50G-48SPHP1* |  | 11.7 | 21.8 | 9.8 | No | N/A | 3 | 600 | 800 | 150 | 350 | 2025-01-01
214232429 | Bladex | B50A-55SPHP1* |  | 10.5 | 22 | 9.5 | No | N/A | 3 | 600 | 800 | 150 | 350 | 2025-01-01
214232420 | Bladex | B40I-36SPHP1* |  | 13.6 | 22.2 | 10.3 | No | N/A | 4 | 700 | 900 | 150 | 350 | 2025-01-01
214232423 | Bladex | B40X-36SPHP1S* |  | 12.5 | 22.4 | 10.9 | No | N/A | 4 | 700 | 900 | 150 | 350 | 2025-01-01
214232414 | Bladex | B30K-27SPHP1* |  | 12.2 | 21.8 | 10 | No | N/A | 4 | 700 | 900 | 150 | 350 | 2025-01-01
214232417 | Bladex | B30I-28SPHP1* |  | 12.5 | 23 | 10.6 | No | N/A | 4 | 700 | 900 | 150 | 350 | 2025-01-01
214232411 | Bladex | B20I-18SPHP1* |  | 12.5 | 22 | 9.8 | No | N/A | 3 | 600 | 800 | 150 | 350 | 2025-01-01
214065608 | Bladex | B30I-28SPHP1 |  | 11.8 | 22.6 | 9.8 | No | N/A | 3 | 600 | 800 | 150 | 350 | 2025-01-01
213307893 | Bladex | B40XS-36SPHP1 |  | 12 | 21 | 10.9 | No | N/A | 4 | 700 | 900 | 150 | 350 | 2025-01-01
212920656 | Bladex | B50G-48SPHP1 |  | 11 | 21.2 | 10 | No | N/A | 4 | 700 | 900 | 150 | 350 | 2025-01-01
212920653 | Bladex | B40I-36SPHP1 |  | 12.5 | 20 | 9.7 | No | N/A | 3 | 600 | 800 | 150 | 350 | 2025-01-01
212920648 | Bladex | B20I-18SPHP1 |  | 12.5 | 20.5 | 9 | No | N/A | 3 | 600 | 800 | 150 | 350 | 2025-01-01
212920651 | Bladex | B30K-27SPHP1 |  | 11.8 | 20.5 | 9.6 | No | N/A | 3 | 600 | 800 | 150 | 350 | 2025-01-01
212920650 | Bladex | B20I-18SPHP1 |  | 12.25 | 19.75 | 9.15 | No | N/A | 3 | 600 | 800 | 150 | 350 | 2025-01-01
212920655 | Bladex | B40I-36SPHP1 |  | 12.1 | 19.5 | 9.85 | No | N/A | 3 | 600 | 800 | 150 | 350 | 2025-01-01
212920658 | Bladex | B50G-48SPHP1 |  | 11.35 | 21.05 | 9.4 | No | N/A | 3 | 600 | 800 | 150 | 350 | 2025-01-01
212920661 | Bladex | B50A-55SPHP1 |  | 10.5 | 19.4 | 9.4 | No | N/A | 3 | 600 | 800 | 150 | 350 | 2025-01-01
212920663 | Bladex | B30K-27SPHP1 |  | 11.8 | 19.75 | 9.8 | No | N/A | 3 | 600 | 800 | 150 | 350 | 2025-01-01
214065610 | Bladex | B30I-28SPHP1 |  | 11.75 | 21.3 | 9.65 | No | N/A | 3 | 600 | 800 | 150 | 350 | 2025-01-01
214232416 | Bladex | B30K-27SPHP1* |  | 12 | 20.4 | 10 | No | N/A | 4 | 700 | 900 | 150 | 350 | 2025-01-01
214232413 | Bladex | B20I-18SPHP1* |  | 12.25 | 20.5 | 9.55 | No | N/A | 3 | 600 | 800 | 150 | 350 | 2025-01-01
214232419 | Bladex | B30I-28SPHP1* |  | 12.1 | 21.5 | 10.05 | No | N/A | 4 | 700 | 900 | 150 | 350 | 2025-01-01
214232422 | Bladex | B40I-36SPHP1* |  | 12.65 | 20.6 | 10.15 | No | N/A | 4 | 700 | 900 | 150 | 350 | 2025-01-01
214232428 | Bladex | B50G-48SPHP1* |  | 11.7 | 21.35 | 9.4 | No | N/A | 3 | 600 | 800 | 150 | 350 | 2025-01-01
214232425 | Bladex | B40X-36SPHP1S* |  | 12.25 | 20.9 | 10.45 | No | N/A | 4 | 700 | 900 | 150 | 350 | 2025-01-01
214232431 | Bladex | B50A-55SPHP1* |  | 10.5 | 20.4 | 9.4 | No | N/A | 3 | 600 | 800 | 150 | 350 | 2025-01-01
213927657 | Bladex | BME20A-18SPHP1 |  | 12.25 | 20 | 10 | No | N/A | 4 | 700 | 900 | 150 | 350 | 2025-01-01
213927663 | Bladex | BME40G-36SPHP1 |  | 10.8 | 21.55 | 9.4 | No | N/A | 3 | 600 | 800 | 150 | 350 | 2025-01-01
213927660 | Bladex | BME30J-27SPHP1 |  | 11.95 | 22.25 | 9.2 | No | N/A | 3 | 600 | 800 | 150 | 350 | 2025-01-01
213927666 | Bladex | BME50G-48SPHP1 |  | 10.9 | 20.8 | 9.6 | No | N/A | 3 | 600 | 800 | 150 | 350 | 2025-01-01
213927669 | Bladex | BME50A-55SPHP1 |  | 10.5 | 19.6 | 9.1 | No | N/A | 3 | 600 | 800 | 150 | 350 | 2025-01-01
213307895 | Bladex | B40XS-36SPHP1 |  | 12 | 20.2 | 10.45 | No | N/A | 4 | 700 | 900 | 150 | 350 | 2025-01-01
214489064 | Bladex | BS17-09HFN1-ODU-115 | BWM17FA-09HWIU | 10.1 | 17 | 9 | No | N/A | 3 | 600 | 800 | 150 | 350 | 2025-01-01
214489065 | Bladex | BS17-12HFN1-ODU-115 | BWM17FB-12HWIU | 8.8 | 17.4 | 8.7 | No | N/A | 2 | 500 | 700 | 100 | 300 | 2025-01-01
214489066 | Bladex | BS17-09HFN1-ODU | BWM17FB-09HWIU | 8.8 | 17.6 | 8.8 | No | N/A | 2 | 500 | 700 | 100 | 300 | 2025-01-01
214489067 | Bladex | BS17-12HFN1-ODU | BWM17FB-12HWIU | 8.8 | 17.6 | 8.8 | No | N/A | 2 | 500 | 700 | 100 | 300 | 2025-01-01
214489068 | Bladex | BS17-18HFN1-ODU | BWM17FC-18HWIU | 9.9 | 18.3 | 8.7 | No | N/A | 2 | 500 | 700 | 100 | 300 | 2025-01-01
214377794 | Bladex | BCUC30-36ODU2024GA | BDI-36HWFN1 | 8.8 | 15.8 | 8.8 | No | N/A | 2 | 500 | 700 | 100 | 300 | 2025-01-01
214377796 | Bladex | BCUC30-55ODU2024GA-X | BDI-60HWFN1 | 9.4 | 15.8 | 9.5 | No | N/A | 2 | 500 | 700 | 100 | 300 | 2025-01-01
214312550 | Bladex | BS25-06HFN1-ODU | BWM-EPB-06HWIU | 15.8 | 26.5 | 13.6 | No | N/A | 4 | 700 | 900 | 150 | 350 | 2025-01-01
214312551 | Bladex | BS25-09HFN1-ODU | BWM-EPB-09HWIU | 16.2 | 28.1 | 11.5 | No | N/A | 4 | 700 | 900 | 150 | 350 | 2025-01-01
214312552 | Bladex | BS25-12HFN1-ODU | BWM-EPB-12HWIU | 14 | 25.5 | 10.4 | No | N/A | 4 | 700 | 900 | 150 | 350 | 2025-01-01
214312553 | Bladex | BS25-18HFN1-ODU | BWM-EPB-18HWIU | 12.5 | 21.5 | 11.3 | No | N/A | 4 | 700 | 900 | 150 | 350 | 2025-01-01
214312554 | Bladex | BS25-24HFN1-ODU | BWM-EPB-24HWIU | 13 | 21.5 | 11.4 | No | N/A | 4 | 700 | 900 | 150 | 350 | 2025-01-01
214312555 | Bladex | BS25-33HFN1-ODU | BWM-EPB-33HWIU | 12 | 19.5 | 10 | No | N/A | 4 | 700 | 900 | 150 | 350 | 2025-01-01
214056585 | Bladex | BS25-06HFN1-ODU | BWM11A-06HWIU | 15 | 23.5 | 12 | No | N/A | 4 | 700 | 900 | 150 | 350 | 2025-01-01
214056586 | Bladex | BS25-09HFN1-ODU | BWM11B-09HWIU | 15.8 | 26.4 | 11.6 | No | N/A | 4 | 700 | 900 | 150 | 350 | 2025-01-01
214056587 | Bladex | BS25-12HFN1-ODU | BWM11B-12HWIU | 13 | 23.1 | 10.5 | No | N/A | 4 | 700 | 900 | 150 | 350 | 2025-01-01
214056588 | Bladex | BS25-18HFN1-ODU | BWM11D-18HWIU | 13 | 22 | 10.6 | No | N/A | 4 | 700 | 900 | 150 | 350 | 2025-01-01
214056589 | Bladex | BS25-24HFN1-ODU | BWM11D-23HWIU | 12.5 | 22.3 | 10.3 | No | N/A | 4 | 700 | 900 | 150 | 350 | 2025-01-01
214056590 | Bladex | BS25-33HFN1-ODU | BWMF-33HWIU | 11.7 | 20 | 10 | No | N/A | 4 | 700 | 900 | 150 | 350 | 2025-01-01
213386492 | Bladex | BS21-09HFN1-ODU-115 | BSWM21-09HWIU-115 | 12.5 | 21.5 | 9.1 | No | N/A | 3 | 600 | 800 | 150 | 350 | 2025-01-01
213386493 | Bladex | BS21-12HFN1-ODU-115 | BSWM21-12HWIU-115 | 10.3 | 20.8 | 8.7 | No | N/A | 2 | 500 | 700 | 100 | 300 | 2025-01-01
213386494 | Bladex | BS21-09HFN1-ODU-230 | BSWM21-09HWIU-230 | 12.6 | 21.7 | 9.4 | No | N/A | 3 | 600 | 800 | 150 | 350 | 2025-01-01
213386495 | Bladex | BS21-12HFN1-ODU-230 | BSWM21-12HWIU-230 | 10.8 | 21.4 | 9.2 | No | N/A | 3 | 600 | 800 | 150 | 350 | 2025-01-01
213386496 | Bladex | BS21-18HFN1-ODU | BSWM21-18HWIU | 11 | 19.5 | 8.7 | No | N/A | 2 | 500 | 700 | 100 | 300 | 2025-01-01
213386497 | Bladex | BS21-24HFN1-ODU | BSWM21-24HWIU | 9.5 | 18.5 | 8.6 | No | N/A | 2 | 500 | 700 | 100 | 300 | 2025-01-01
213386498 | Bladex | BS21-30HFN1-ODU | BSWM21-30HWIU | 12.2 | 21 | 8.2 | No | N/A | 1 | 400 | 600 | 100 | 300 | 2025-01-01
216719248 | Bluefin | BFMS27MZPL-02O |  | 12 | 21 | 9 | Yes | Both | 3 | 600 | 800 | 150 | 350 | 2025-01-01
216719247 | Bluefin | BFMS27MZPL-02O |  | 12.2 | 23 | 9.5 | Yes | Both | 3 | 600 | 800 | 150 | 350 | 2025-01-01
216719249 | Bluefin | BFMS27MZPL-02O |  | 12.1 | 22 | 9.25 | Yes | Both | 3 | 600 | 800 | 150 | 350 | 2025-01-01
216719241 | Bluefin | BFMS36BA-02O | BFMS36BA-02I | 9.3 | 19.5 | 9.1 | No | N/A | 3 | 600 | 800 | 150 | 350 | 2025-01-01
216719242 | Bluefin | BFMS18BA-02O | BFMS18BA-02I | 11.5 | 20.2 | 9.1 | No | N/A | 3 | 600 | 800 | 150 | 350 | 2025-01-01
216719243 | Bluefin | BFMS24BA-02O | BFMS24BA-02I | 9.6 | 18.5 | 9 | Yes | Yes | 3 | 600 | 800 | 150 | 350 | 2025-01-01
216719244 | Bluefin | BFMS30BA-02O | BFMS30BA-02I | 12 | 22.3 | 9 | Yes | No | 3 | 600 | 800 | 150 | 350 | 2025-01-01
216719245 | Bluefin | BFMS12BA-02O | BFMS12BA-02I | 10.8 | 21.3 | 9.2 | No | N/A | 3 | 600 | 800 | 150 | 350 | 2025-01-01
216719246 | Bluefin | BFMS09BA-02O | BFMS09BA-02I | 12.6 | 21.6 | 9.4 | Yes | Both | 3 | 600 | 800 | 150 | 350 | 2025-01-01
215490125 | Bluefin | BFMS12BA-01O | BFMS12BA-01I | 10.8 | 21.4 | 9.2 | No | N/A | 3 | 600 | 800 | 150 | 350 | 2025-01-01
213769902 | Bluefin | BFMS24PR-01O | BFMS24PL-01I | 12.5 | 22.3 | 10.3 | Yes | Both | 4 | 700 | 900 | 150 | 350 | 2025-01-01
213769903 | Bluefin | BFMS30BA-01O | BFMS30BA-01I | 12.2 | 21 | 8.2 | Yes | No | 1 | 400 | 600 | 100 | 300 | 2025-01-01
213769904 | Bluefin | BFMS24PL-01O | BFMS24PL-01I | 13 | 21 | 8.5 | Yes | No | 2 | 500 | 700 | 100 | 300 | 2025-01-01
213769906 | Bluefin | BFMS18PL-01O | BFMS18PL-01I | 13.5 | 24 | 10.5 | Yes | Both | 4 | 700 | 900 | 150 | 350 | 2025-01-01
213769907 | Bluefin | BFMS12PR-01O | BFMS12PL-01I | 13 | 23.1 | 10.5 | Yes | Both | 4 | 700 | 900 | 150 | 350 | 2025-01-01
213769908 | Bluefin | BFMS09PL-01O | BFMS09PL-01I | 14.7 | 24 | 11.6 | Yes | Both | 4 | 700 | 900 | 150 | 350 | 2025-01-01
213769909 | Bluefin | BFMS12PL-01O | BFMS12PL-01I | 13 | 23.1 | 10.8 | Yes | Both | 4 | 700 | 900 | 150 | 350 | 2025-01-01
213769911 | Bluefin | BFMS18PR-01O | BFMS18PL-01I | 13 | 22 | 10.6 | Yes | Both | 4 | 700 | 900 | 150 | 350 | 2025-01-01
213769912 | Bluefin | BFMS09BA-01O | BFMS09BA-01I | 12.6 | 21.7 | 9.4 | Yes | Both | 3 | 600 | 800 | 150 | 350 | 2025-01-01
213769913 | Bluefin | BFMS24BA-01O | BFMS24BA-01I | 9.5 | 18.5 | 8.6 | No | N/A | 2 | 500 | 700 | 100 | 300 | 2025-01-01
213769914 | Bluefin | BFMS18BA-01O | BFMS18BA-01I | 11 | 19.5 | 8.7 | No | N/A | 2 | 500 | 700 | 100 | 300 | 2025-01-01
213769915 | Bluefin | BFMS09PR-01O | BFMS09PL-01I | 15.8 | 26.4 | 11.6 | Yes | Both | 4 | 700 | 900 | 150 | 350 | 2025-01-01
212360179 | BLUERIDGE | BMM27HH2C |  | 11.8 | 19 | 10 | Yes | Both | 4 | 700 | 900 | 150 | 350 | 2025-01-01
213363377 | BLUERIDGE | BMM36HH2C |  | 12 | 19.4 | 10 | Yes | Both | 4 | 700 | 900 | 150 | 350 | 2025-01-01
215853968 | BLUERIDGE | BMMZ18C |  | 12 | 20 | 10 | Yes | Both | 4 | 700 | 900 | 150 | 350 | 2025-01-01
215853971 | BLUERIDGE | BMMZ27C |  | 12 | 21 | 9 | Yes | Both | 3 | 600 | 800 | 150 | 350 | 2025-01-01
215853974 | BLUERIDGE | BMMZ36C |  | 11.7 | 20 | 9.2 | Yes | Both | 3 | 600 | 800 | 150 | 350 | 2025-01-01
215853977 | BLUERIDGE | BMMZ48C |  | 12 | 20.4 | 10.6 | Yes | Both | 4 | 700 | 900 | 150 | 350 | 2025-01-01
215853995 | BLUERIDGE | BMMZ60C |  | 10 | 18 | 9.2 | No | N/A | 3 | 600 | 800 | 150 | 350 | 2025-01-01
215853980 | BLUERIDGE | BMMZ18HHC |  | 13 | 20 | 10 | Yes | Both | 4 | 700 | 900 | 150 | 350 | 2025-01-01
215853983 | BLUERIDGE | BMMZ27HHC |  | 12 | 19 | 9.5 | Yes | Both | 3 | 600 | 800 | 150 | 350 | 2025-01-01
215853986 | BLUERIDGE | BMMZ36HHC |  | 12 | 19.4 | 10.4 | Yes | Both | 4 | 700 | 900 | 150 | 350 | 2025-01-01
215853989 | BLUERIDGE | BMMZ48HHC |  | 11.7 | 20.4 | 11 | Yes | Both | 4 | 700 | 900 | 150 | 350 | 2025-01-01
215853992 | BLUERIDGE | BMMZ55HHC |  | 11.7 | 20 | 10.7 | Yes | Both | 4 | 700 | 900 | 150 | 350 | 2025-01-01
202918808 | BLUERIDGE | BM36M23C |  | 10 | 18.5 | 8.7 | No | N/A | 2 | 500 | 700 | 100 | 300 | 2025-01-01
202918809 | BLUERIDGE | BM48M22C |  | 10.1 | 18.3 | 9.6 | No | N/A | 3 | 600 | 800 | 150 | 350 | 2025-01-01
202918812 | BLUERIDGE | BMHH36M17C |  | 11.7 | 19 | 9.5 | No | N/A | 3 | 600 | 800 | 150 | 350 | 2025-01-01
207641280 | BLUERIDGE | BMM18C |  | 12 | 19 | 9.8 | Yes | Both | 3 | 600 | 800 | 150 | 350 | 2025-01-01
207641282 | BLUERIDGE | BMM27C |  | 11.7 | 21 | 9.2 | Yes | No | 3 | 600 | 800 | 150 | 350 | 2025-01-01
207641285 | BLUERIDGE | BMM36C |  | 11 | 20 | 9.2 | No | N/A | 3 | 600 | 800 | 150 | 350 | 2025-01-01
207641289 | BLUERIDGE | BMM48C |  | 10.8 | 20.5 | 9.7 | No | N/A | 3 | 600 | 800 | 150 | 350 | 2025-01-01
207641292 | BLUERIDGE | BMM18HHC |  | 12 | 19 | 9.3 | Yes | Both | 3 | 600 | 800 | 150 | 350 | 2025-01-01
207641294 | BLUERIDGE | BMM27HHC |  | 11.7 | 20 | 9.5 | Yes | Both | 3 | 600 | 800 | 150 | 350 | 2025-01-01
207641298 | BLUERIDGE | BMM36HHC |  | 11.7 | 19 | 10 | Yes | No | 4 | 700 | 900 | 150 | 350 | 2025-01-01
207641301 | BLUERIDGE | BMM48HHC |  | 11.7 | 20.9 | 9 | Yes | Both | 3 | 600 | 800 | 150 | 350 | 2025-01-01
202918806 | BLUERIDGE | BM18M23C |  | 11.7 | 18.3 | 9 | No | N/A | 3 | 600 | 800 | 150 | 350 | 2025-01-01
202918807 | BLUERIDGE | BM27M23C |  | 11 | 20 | 8.5 | No | N/A | 2 | 500 | 700 | 100 | 300 | 2025-01-01
208650623 | BLUERIDGE | BMM55HHC |  | 10.5 | 18.8 | 9.3 | Yes | Yes | 3 | 600 | 800 | 150 | 350 | 2025-01-01
208650620 | BLUERIDGE | BMM55C |  | 10.5 | 19 | 8.6 | No | N/A | 2 | 500 | 700 | 100 | 300 | 2025-01-01
216997603 | BLUERIDGE | BXM1A18SC0 |  | 12 | 20 | 10 | Yes | Both | 4 | 700 | 900 | 150 | 350 | 2025-01-01
216997606 | BLUERIDGE | BXM1A27SC0 |  | 12 | 21 | 9 | Yes | Both | 3 | 600 | 800 | 150 | 350 | 2025-01-01
216997609 | BLUERIDGE | BXM1A36SC0 |  | 11.7 | 20 | 9.2 | Yes | Both | 3 | 600 | 800 | 150 | 350 | 2025-01-01
216997612 | BLUERIDGE | BXM1A48SC0 |  | 12 | 20.4 | 10.6 | Yes | Both | 4 | 700 | 900 | 150 | 350 | 2025-01-01
216997615 | BLUERIDGE | BXM1A60SC0 |  | 10 | 18 | 9.2 | No | N/A | 3 | 600 | 800 | 150 | 350 | 2025-01-01
216997618 | BLUERIDGE | BXM3A18UC0 |  | 13 | 20 | 10 | Yes | Both | 4 | 700 | 900 | 150 | 350 | 2025-01-01
216997621 | BLUERIDGE | BXM3A27UC0 |  | 12 | 19 | 9.5 | Yes | Both | 3 | 600 | 800 | 150 | 350 | 2025-01-01
216997624 | BLUERIDGE | BXM3A36UC0 |  | 12 | 19.4 | 10.4 | Yes | Both | 4 | 700 | 900 | 150 | 350 | 2025-01-01
216997627 | BLUERIDGE | BXM3A48UC0 |  | 11.7 | 20.4 | 11 | Yes | Both | 4 | 700 | 900 | 150 | 350 | 2025-01-01
216997630 | BLUERIDGE | BXM3A55UC0 |  | 11.7 | 20 | 10.7 | Yes | Both | 4 | 700 | 900 | 150 | 350 | 2025-01-01
216997643 | BLUERIDGE | BDM1A55SC0 |  | 12 | 20 | 10.5 | Yes | Both | 4 | 700 | 900 | 150 | 350 | 2025-01-01
216997634 | BLUERIDGE | BDM1A27SC0 |  | 12 | 20 | 9.5 | Yes | Both | 3 | 600 | 800 | 150 | 350 | 2025-01-01
216997637 | BLUERIDGE | BDM1A36SC0 |  | 11.7 | 19 | 9.5 | Yes | Both | 3 | 600 | 800 | 150 | 350 | 2025-01-01
216997640 | BLUERIDGE | BDM1A48SC0 |  | 12 | 20 | 10.5 | Yes | Both | 4 | 700 | 900 | 150 | 350 | 2025-01-01
216997639 | BLUERIDGE | BDM1A48SC0 |  | 12 | 21.8 | 10 | Yes | Both | 4 | 700 | 900 | 150 | 350 | 2025-01-01
216997642 | BLUERIDGE | BDM1A55SC0 |  | 12 | 22 | 10.6 | Yes | Both | 4 | 700 | 900 | 150 | 350 | 2025-01-01
216997629 | BLUERIDGE | BXM3A55UC0 |  | 12 | 22.2 | 10.5 | Yes | Both | 4 | 700 | 900 | 150 | 350 | 2025-01-01
216997636 | BLUERIDGE | BDM1A36SC0 |  | 12 | 23 | 9.9 | Yes | Both | 3 | 600 | 800 | 150 | 350 | 2025-01-01
216997632 | BLUERIDGE | BDM1A18SC0 |  | 13 | 23.9 | 10 | Yes | Both | 4 | 700 | 900 | 150 | 350 | 2025-01-01
216997633 | BLUERIDGE | BDM1A27SC0 |  | 12 | 23 | 9 | Yes | Both | 3 | 600 | 800 | 150 | 350 | 2025-01-01
216997623 | BLUERIDGE | BXM3A36UC0 |  | 13 | 23 | 10.7 | Yes | Both | 4 | 700 | 900 | 150 | 350 | 2025-01-01
216997626 | BLUERIDGE | BXM3A48UC0 |  | 12 | 23 | 11 | Yes | Both | 4 | 700 | 900 | 150 | 350 | 2025-01-01
216997617 | BLUERIDGE | BXM3A18UC0 |  | 15 | 25 | 10.4 | Yes | Both | 4 | 700 | 900 | 150 | 350 | 2025-01-01
216997620 | BLUERIDGE | BXM3A27UC0 |  | 12.5 | 23 | 10.5 | Yes | Both | 4 | 700 | 900 | 150 | 350 | 2025-01-01
216997611 | BLUERIDGE | BXM1A48SC0 |  | 12.5 | 24 | 10.3 | Yes | Both | 4 | 700 | 900 | 150 | 350 | 2025-01-01
216997614 | BLUERIDGE | BXM1A60SC0 |  | 10 | 22 | 9.5 | No | N/A | 3 | 600 | 800 | 150 | 350 | 2025-01-01
216997605 | BLUERIDGE | BXM1A27SC0 |  | 13 | 25 | 9.5 | Yes | Both | 3 | 600 | 800 | 150 | 350 | 2025-01-01
216997608 | BLUERIDGE | BXM1A36SC0 |  | 12 | 24 | 9.5 | Yes | Both | 3 | 600 | 800 | 150 | 350 | 2025-01-01
216997602 | BLUERIDGE | BXM1A18SC0 |  | 14 | 25.1 | 9.8 | Yes | Both | 3 | 600 | 800 | 150 | 350 | 2025-01-01
208650622 | BLUERIDGE | BMM55HHC |  | 10.5 | 20 | 9.5 | Yes | Yes | 3 | 600 | 800 | 150 | 350 | 2025-01-01
208650619 | BLUERIDGE | BMM55C |  | 10.5 | 20.2 | 9.6 | No | N/A | 3 | 600 | 800 | 150 | 350 | 2025-01-01
207641300 | BLUERIDGE | BMM48HHC |  | 11 | 21.2 | 10 | Yes | Both | 4 | 700 | 900 | 150 | 350 | 2025-01-01
207641295 | BLUERIDGE | BMM27HHC |  | 11.8 | 22.6 | 9.8 | Yes | Both | 3 | 600 | 800 | 150 | 350 | 2025-01-01
207641291 | BLUERIDGE | BMM18HHC |  | 12.5 | 20.5 | 9 | Yes | Both | 3 | 600 | 800 | 150 | 350 | 2025-01-01
207641297 | BLUERIDGE | BMM36HHC |  | 12.5 | 20 | 9.7 | Yes | Both | 3 | 600 | 800 | 150 | 350 | 2025-01-01
207641286 | BLUERIDGE | BMM36C |  | 10.6 | 23.1 | 9.6 | No | N/A | 3 | 600 | 800 | 150 | 350 | 2025-01-01
207641279 | BLUERIDGE | BMM18C |  | 12.5 | 21 | 10.2 | Yes | No | 4 | 700 | 900 | 150 | 350 | 2025-01-01
207641288 | BLUERIDGE | BMM48C |  | 11 | 21.1 | 9.5 | No | N/A | 3 | 600 | 800 | 150 | 350 | 2025-01-01
207641283 | BLUERIDGE | BMM27C |  | 12.2 | 23.5 | 9.2 | Yes | No | 3 | 600 | 800 | 150 | 350 | 2025-01-01
206905350 | BLUERIDGE | BMHH27M22C |  | 12.5 | 22 | 9 | No | N/A | 3 | 600 | 800 | 150 | 350 | 2025-01-01
206221553 | BLUERIDGE | BMKH18M23UH |  | 12 | 20 | 10 | Yes | Yes | 4 | 700 | 900 | 150 | 350 | 2025-01-01
206221554 | BLUERIDGE | BMKH24M23UH |  | 12 | 20 | 10 | Yes | Yes | 4 | 700 | 900 | 150 | 350 | 2025-01-01
206221555 | BLUERIDGE | BMKH36M23UH |  | 9 | 16 | 8.6 | Yes | Yes | 2 | 500 | 700 | 100 | 300 | 2025-01-01
206221556 | BLUERIDGE | BMKH42M23UH |  | 9 | 16 | 8.6 | Yes | Yes | 2 | 500 | 700 | 100 | 300 | 2025-01-01
202918822 | BLUERIDGE | BMHH36M17C |  | 13.5 | 21.5 | 9.5 | No | N/A | 3 | 600 | 800 | 150 | 350 | 2025-01-01
202007070 | BLUERIDGE | BM18M23C |  | 11.7 | 20.5 | 8.9 | No | N/A | 2 | 500 | 700 | 100 | 300 | 2025-01-01
202007071 | BLUERIDGE | BM48M22C |  | 11.6 | 21.5 | 8.7 | No | N/A | 2 | 500 | 700 | 100 | 300 | 2025-01-01
202007082 | BLUERIDGE | BM27M23C |  | 12 | 22 | 8.9 | No | N/A | 2 | 500 | 700 | 100 | 300 | 2025-01-01
202007083 | BLUERIDGE | BM36M23C |  | 10.8 | 22.5 | 9.2 | No | N/A | 3 | 600 | 800 | 150 | 350 | 2025-01-01
10531401 | BLUERIDGE | BMKH24M-NDG3 |  | 11.8 | 21 | 9 | Yes | No | 3 | 600 | 800 | 150 | 350 | 2025-01-01
10531402 | BLUERIDGE | BMKH36M-NDG3 |  | 11.8 | 21 | 8.6 | Yes | No | 2 | 500 | 700 | 100 | 300 | 2025-01-01
10087086 | BLUERIDGE | BMKH42M-NDG3 |  | 10.4 | 21 | 8.6 | No | N/A | 2 | 500 | 700 | 100 | 300 | 2025-01-01
10087084 | BLUERIDGE | BMKH18M-NDG3 |  | 12.5 | 21 | 9 | Yes | No | 3 | 600 | 800 | 150 | 350 | 2025-01-01
10087085 | BLUERIDGE | BMKH30M-NDG3 |  | 11.8 | 20 | 8.6 | Yes | No | 2 | 500 | 700 | 100 | 300 | 2025-01-01
202918820 | BLUERIDGE | BMHH18M22C |  | 12.5 | 21.5 | 9 | No | N/A | 3 | 600 | 800 | 150 | 350 | 2025-01-01
202918821 | BLUERIDGE | BMHH27M18C |  | 12.5 | 22 | 9 | No | N/A | 3 | 600 | 800 | 150 | 350 | 2025-01-01
215853991 | BLUERIDGE | BMMZ55HHC |  | 12 | 22.2 | 10.5 | Yes | Both | 4 | 700 | 900 | 150 | 350 | 2025-01-01
215853994 | BLUERIDGE | BMMZ60C |  | 10 | 22 | 9.5 | No | N/A | 3 | 600 | 800 | 150 | 350 | 2025-01-01
215853985 | BLUERIDGE | BMMZ36HHC |  | 13 | 23 | 10.7 | Yes | Both | 4 | 700 | 900 | 150 | 350 | 2025-01-01
215853988 | BLUERIDGE | BMMZ48HHC |  | 12 | 23 | 11 | Yes | Both | 4 | 700 | 900 | 150 | 350 | 2025-01-01
215853982 | BLUERIDGE | BMMZ27HHC |  | 12.5 | 23 | 10.5 | Yes | Both | 4 | 700 | 900 | 150 | 350 | 2025-01-01
215853979 | BLUERIDGE | BMMZ18HHC |  | 15 | 25 | 10.4 | Yes | Both | 4 | 700 | 900 | 150 | 350 | 2025-01-01
215853973 | BLUERIDGE | BMMZ36C |  | 12 | 24 | 9.5 | Yes | Both | 3 | 600 | 800 | 150 | 350 | 2025-01-01
215853976 | BLUERIDGE | BMMZ48C |  | 12.5 | 24 | 10.3 | Yes | Both | 4 | 700 | 900 | 150 | 350 | 2025-01-01
215853967 | BLUERIDGE | BMMZ18C |  | 14 | 25.1 | 9.8 | Yes | Both | 3 | 600 | 800 | 150 | 350 | 2025-01-01
215853970 | BLUERIDGE | BMMZ27C |  | 13 | 25 | 9.5 | Yes | Both | 3 | 600 | 800 | 150 | 350 | 2025-01-01
213363376 | BLUERIDGE | BMM36HH2C |  | 12 | 21 | 10.9 | Yes | Both | 4 | 700 | 900 | 150 | 350 | 2025-01-01
212360178 | BLUERIDGE | BMM27HH2C |  | 12.2 | 21.8 | 10 | Yes | Both | 4 | 700 | 900 | 150 | 350 | 2025-01-01
210534145 | BLUERIDGE | BMKH18MC |  | 12 | 21 | 10 | Yes | Both | 4 | 700 | 900 | 150 | 350 | 2025-01-01
210534146 | BLUERIDGE | BMKH24MC |  | 12.5 | 21 | 10 | Yes | No | 4 | 700 | 900 | 150 | 350 | 2025-01-01
210534147 | BLUERIDGE | BMKH30MC |  | 12.5 | 21 | 10 | Yes | No | 4 | 700 | 900 | 150 | 350 | 2025-01-01
210534148 | BLUERIDGE | BMKH42MC |  | 12 | 21 | 10 | Yes | No | 4 | 700 | 900 | 150 | 350 | 2025-01-01
210534153 | BLUERIDGE | BMKH18MC |  | 11.5 | 18.5 | 9 | No | N/A | 3 | 600 | 800 | 150 | 350 | 2025-01-01
210534154 | BLUERIDGE | BMKH24MC |  | 11.75 | 18.5 | 9 | No | N/A | 3 | 600 | 800 | 150 | 350 | 2025-01-01
210534155 | BLUERIDGE | BMKH30MC |  | 11.75 | 18.5 | 9 | No | N/A | 3 | 600 | 800 | 150 | 350 | 2025-01-01
210534156 | BLUERIDGE | BMKH42MC |  | 11.5 | 18.5 | 9 | No | N/A | 3 | 600 | 800 | 150 | 350 | 2025-01-01
212360180 | BLUERIDGE | BMM27HH2C |  | 12 | 20.4 | 10 | Yes | Both | 4 | 700 | 900 | 150 | 350 | 2025-01-01
213363378 | BLUERIDGE | BMM36HH2C |  | 12 | 20.2 | 10.45 | Yes | Both | 4 | 700 | 900 | 150 | 350 | 2025-01-01
215853969 | BLUERIDGE | BMMZ18C |  | 13 | 22.55 | 9.9 | Yes | Both | 3 | 600 | 800 | 150 | 350 | 2025-01-01
215853978 | BLUERIDGE | BMMZ48C |  | 12.25 | 22.2 | 10.45 | Yes | Both | 4 | 700 | 900 | 150 | 350 | 2025-01-01
215853975 | BLUERIDGE | BMMZ36C |  | 11.85 | 22 | 9.35 | Yes | Both | 3 | 600 | 800 | 150 | 350 | 2025-01-01
215853972 | BLUERIDGE | BMMZ27C |  | 12.5 | 23 | 9.25 | Yes | Both | 3 | 600 | 800 | 150 | 350 | 2025-01-01
215853981 | BLUERIDGE | BMMZ18HHC |  | 14 | 22.5 | 10.2 | Yes | Both | 4 | 700 | 900 | 150 | 350 | 2025-01-01
215853987 | BLUERIDGE | BMMZ36HHC |  | 12.5 | 21.2 | 10.55 | Yes | Both | 4 | 700 | 900 | 150 | 350 | 2025-01-01
215853984 | BLUERIDGE | BMMZ27HHC |  | 12.25 | 21 | 10 | Yes | Both | 4 | 700 | 900 | 150 | 350 | 2025-01-01
215853990 | BLUERIDGE | BMMZ48HHC |  | 11.85 | 21.7 | 11 | Yes | Both | 4 | 700 | 900 | 150 | 350 | 2025-01-01
215853993 | BLUERIDGE | BMMZ55HHC |  | 11.85 | 21.1 | 10.6 | Yes | Both | 4 | 700 | 900 | 150 | 350 | 2025-01-01
202007084 | BLUERIDGE | BM18M23C |  | 11.7 | 19.4 | 8.95 | No | N/A | 2 | 500 | 700 | 100 | 300 | 2025-01-01
202007085 | BLUERIDGE | BM27M23C |  | 11.75 | 21.5 | 8.85 | No | N/A | 2 | 500 | 700 | 100 | 300 | 2025-01-01
202007086 | BLUERIDGE | BM36M23C |  | 10.75 | 20.5 | 8.85 | No | N/A | 2 | 500 | 700 | 100 | 300 | 2025-01-01
202918819 | BLUERIDGE | BMHH36M17C |  | 12.6 | 20.25 | 9.5 | No | N/A | 3 | 600 | 800 | 150 | 350 | 2025-01-01
202007072 | BLUERIDGE | BM48M22C |  | 10.55 | 19.4 | 9.2 | No | N/A | 3 | 600 | 800 | 150 | 350 | 2025-01-01
202918813 | BLUERIDGE | BMHH18M22C |  | 11.75 | 19.25 | 8.5 | No | N/A | 2 | 500 | 700 | 100 | 300 | 2025-01-01
202918814 | BLUERIDGE | BMHH27M18C |  | 11.75 | 20 | 8.5 | No | N/A | 2 | 500 | 700 | 100 | 300 | 2025-01-01
202918815 | BLUERIDGE | BM18M23C |  | 11.85 | 20.35 | 9.05 | No | N/A | 3 | 600 | 800 | 150 | 350 | 2025-01-01
202918816 | BLUERIDGE | BM27M23C |  | 11.75 | 21.5 | 8.85 | No | N/A | 2 | 500 | 700 | 100 | 300 | 2025-01-01
202918817 | BLUERIDGE | BM36M23C |  | 10.75 | 20.5 | 8.85 | No | N/A | 2 | 500 | 700 | 100 | 300 | 2025-01-01
202918818 | BLUERIDGE | BM48M22C |  | 11.3 | 21 | 9.1 | No | N/A | 3 | 600 | 800 | 150 | 350 | 2025-01-01
206905352 | BLUERIDGE | BMHH27M22C |  | 11.75 | 20 | 8.5 | No | N/A | 2 | 500 | 700 | 100 | 300 | 2025-01-01
207641284 | BLUERIDGE | BMM27C |  | 11.95 | 22.25 | 9.2 | Yes | No | 3 | 600 | 800 | 150 | 350 | 2025-01-01
207641281 | BLUERIDGE | BMM18C |  | 12.25 | 20 | 10 | Yes | No | 4 | 700 | 900 | 150 | 350 | 2025-01-01
207641287 | BLUERIDGE | BMM36C |  | 10.8 | 21.55 | 9.4 | No | N/A | 3 | 600 | 800 | 150 | 350 | 2025-01-01
207641296 | BLUERIDGE | BMM27HHC |  | 11.75 | 21.3 | 9.65 | Yes | Both | 3 | 600 | 800 | 150 | 350 | 2025-01-01
207641293 | BLUERIDGE | BMM18HHC |  | 12.25 | 19.75 | 9.15 | Yes | Both | 3 | 600 | 800 | 150 | 350 | 2025-01-01
207641290 | BLUERIDGE | BMM48C |  | 10.9 | 20.8 | 9.6 | No | N/A | 3 | 600 | 800 | 150 | 350 | 2025-01-01
207641302 | BLUERIDGE | BMM48HHC |  | 11.35 | 21.05 | 9.4 | Yes | Both | 3 | 600 | 800 | 150 | 350 | 2025-01-01
207641299 | BLUERIDGE | BMM36HHC |  | 12.1 | 19.5 | 9.85 | Yes | Both | 3 | 600 | 800 | 150 | 350 | 2025-01-01
208650621 | BLUERIDGE | BMM55C |  | 10.5 | 19.6 | 9.1 | No | N/A | 3 | 600 | 800 | 150 | 350 | 2025-01-01
208650624 | BLUERIDGE | BMM55HHC |  | 10.5 | 19.4 | 9.4 | Yes | Yes | 3 | 600 | 800 | 150 | 350 | 2025-01-01
216997607 | BLUERIDGE | BXM1A27SC0 |  | 12.5 | 23 | 9.25 | Yes | Both | 3 | 600 | 800 | 150 | 350 | 2025-01-01
216997604 | BLUERIDGE | BXM1A18SC0 |  | 13 | 22.55 | 9.9 | Yes | Both | 3 | 600 | 800 | 150 | 350 | 2025-01-01
216997610 | BLUERIDGE | BXM1A36SC0 |  | 11.85 | 22 | 9.35 | Yes | Both | 3 | 600 | 800 | 150 | 350 | 2025-01-01
216997613 | BLUERIDGE | BXM1A48SC0 |  | 12.25 | 22.2 | 10.45 | Yes | Both | 4 | 700 | 900 | 150 | 350 | 2025-01-01
216997622 | BLUERIDGE | BXM3A27UC0 |  | 12.25 | 21 | 10 | Yes | Both | 4 | 700 | 900 | 150 | 350 | 2025-01-01
216997619 | BLUERIDGE | BXM3A18UC0 |  | 14 | 22.5 | 10.2 | Yes | Both | 4 | 700 | 900 | 150 | 350 | 2025-01-01
216997616 | BLUERIDGE | BXM1A60SC0 |  | 10 | 20 | 9.35 | No | N/A | 3 | 600 | 800 | 150 | 350 | 2025-01-01
216997625 | BLUERIDGE | BXM3A36UC0 |  | 12.5 | 21.2 | 10.55 | Yes | Both | 4 | 700 | 900 | 150 | 350 | 2025-01-01
216997631 | BLUERIDGE | BXM3A55UC0 |  | 11.85 | 21.1 | 10.6 | Yes | Both | 4 | 700 | 900 | 150 | 350 | 2025-01-01
216997628 | BLUERIDGE | BXM3A48UC0 |  | 11.85 | 21.7 | 11 | Yes | Both | 4 | 700 | 900 | 150 | 350 | 2025-01-01
216997635 | BLUERIDGE | BDM1A27SC0 |  | 12 | 21.5 | 9.25 | Yes | Both | 3 | 600 | 800 | 150 | 350 | 2025-01-01
216997638 | BLUERIDGE | BDM1A36SC0 |  | 11.85 | 21 | 9.7 | Yes | Both | 3 | 600 | 800 | 150 | 350 | 2025-01-01
216997644 | BLUERIDGE | BDM1A55SC0 |  | 12 | 21 | 10.55 | Yes | Both | 4 | 700 | 900 | 150 | 350 | 2025-01-01
216997641 | BLUERIDGE | BDM1A48SC0 |  | 12 | 20.9 | 10.25 | Yes | Both | 4 | 700 | 900 | 150 | 350 | 2025-01-01
215853996 | BLUERIDGE | BMMZ60C |  | 10 | 20 | 9.35 | No | N/A | 3 | 600 | 800 | 150 | 350 | 2025-01-01
216997516 | BLUERIDGE | BXS1A09SCV | BXS1A09WMV | 10.1 | 18 | 9 | No | N/A | 3 | 600 | 800 | 150 | 350 | 2025-01-01
216997517 | BLUERIDGE | BXS1A12SCV | BXS1A12WMV | 8.8 | 19 | 9.2 | No | N/A | 3 | 600 | 800 | 150 | 350 | 2025-01-01
216997518 | BLUERIDGE | BXS1A09SC0 | BXS1A09WM0 | 10.9 | 19 | 9.7 | Yes | Yes | 3 | 600 | 800 | 150 | 350 | 2025-01-01
216997519 | BLUERIDGE | BXS1A12SC0 | BXS1A12WM0 | 8.8 | 18 | 8.8 | No | N/A | 2 | 500 | 700 | 100 | 300 | 2025-01-01
216997520 | BLUERIDGE | BXS1A18SC0 | BXS1A18WM0 | 9.9 | 18.3 | 8.7 | No | N/A | 2 | 500 | 700 | 100 | 300 | 2025-01-01
216997521 | BLUERIDGE | BXS1A24SC0 | BXS1A24WM0 | 9 | 17 | 8.5 | Yes | Yes | 2 | 500 | 700 | 100 | 300 | 2025-01-01
216997522 | BLUERIDGE | BXS3A09SC0 | BXAFA09WM0 | 14.9 | 25.8 | 12.5 | Yes | Both | 4 | 700 | 900 | 150 | 350 | 2025-01-01
216997523 | BLUERIDGE | BXS3A12SC0 | BXAFA12WM0 | 13 | 25.5 | 10.6 | Yes | Both | 4 | 700 | 900 | 150 | 350 | 2025-01-01
216997524 | BLUERIDGE | BXS3A18SC0 | BXAFA18WM0 | 12.7 | 23.5 | 10.8 | Yes | Both | 4 | 700 | 900 | 150 | 350 | 2025-01-01
216997525 | BLUERIDGE | BXS3A24SC0 | BXAFA24WM0 | 14 | 23 | 11.7 | Yes | Both | 4 | 700 | 900 | 150 | 350 | 2025-01-01
216997526 | BLUERIDGE | BXS5A06UC0 | BXAFA06WM0 | 18 | 25.5 | 14.8 | Yes | Both | 4 | 700 | 900 | 150 | 350 | 2025-01-01
216997527 | BLUERIDGE | BXS5A09UC0 | BXAFA09WM0 | 15.4 | 27.4 | 12.5 | Yes | Both | 4 | 700 | 900 | 150 | 350 | 2025-01-01
216997528 | BLUERIDGE | BXS5A12UC0 | BXAFA12WM0 | 13.4 | 25.4 | 10.5 | Yes | Both | 4 | 700 | 900 | 150 | 350 | 2025-01-01
216997529 | BLUERIDGE | BXS5A18UC0 | BXAFA18WM0 | 12.5 | 21.4 | 11 | Yes | Both | 4 | 700 | 900 | 150 | 350 | 2025-01-01
216997530 | BLUERIDGE | BXS5A24UC0 | BXAFA24WM0 | 13 | 21 | 13.5 | Yes | Both | 4 | 700 | 900 | 150 | 350 | 2025-01-01
216997531 | BLUERIDGE | BXS5A33UC0 | BXAFA33WM0 | 12 | 19.5 | 10.5 | Yes | Both | 4 | 700 | 900 | 150 | 350 | 2025-01-01
216997532 | BLUERIDGE | BXS6A06UC0 | BXS6A06WM0 | 17.4 | 35 | 30 | Yes | Both | 4 | 700 | 900 | 150 | 350 | 2025-01-01
216997533 | BLUERIDGE | BXS6A09UC0 | BXS6A09WM0 | 17 | 33.3 | 22 | Yes | Both | 4 | 700 | 900 | 150 | 350 | 2025-01-01
216997534 | BLUERIDGE | BXS6A12UC0 | BXS6A12WM0 | 14.2 | 29.4 | 14.5 | Yes | Both | 4 | 700 | 900 | 150 | 350 | 2025-01-01
216997535 | BLUERIDGE | BXS6A18UC0 | BXS6A18WM0 | 15 | 25.6 | 16.2 | Yes | Both | 4 | 700 | 900 | 150 | 350 | 2025-01-01
216997536 | BLUERIDGE | BXS3A09SC0 | BXAFA09CC4 | 14.3 | 21.6 | 11.3 | Yes | Both | 4 | 700 | 900 | 150 | 350 | 2025-01-01
216997537 | BLUERIDGE | BXS3A12SC0 | BXAFA12CC4 | 12.5 | 21.1 | 10.4 | Yes | Both | 4 | 700 | 900 | 150 | 350 | 2025-01-01
216997538 | BLUERIDGE | BXS3A18SC0 | BXAFA18CC4 | 12.5 | 20.7 | 11.4 | Yes | Both | 4 | 700 | 900 | 150 | 350 | 2025-01-01
216997539 | BLUERIDGE | BXS3A24SC0 | BXAFA24CC4 | 12 | 22 | 10.5 | Yes | Both | 4 | 700 | 900 | 150 | 350 | 2025-01-01
216997540 | BLUERIDGE | BXS3A09SC0 | BXAFA09CC1 | 14.4 | 22.1 | 11.8 | Yes | Both | 4 | 700 | 900 | 150 | 350 | 2025-01-01
216997541 | BLUERIDGE | BXS3A12SC0 | BXAFA12CC1 | 12.3 | 22.1 | 10 | Yes | Both | 4 | 700 | 900 | 150 | 350 | 2025-01-01
216997542 | BLUERIDGE | BXS3A18SC0 | BXAFA18CC1 | 12.5 | 22.2 | 12.2 | Yes | Both | 4 | 700 | 900 | 150 | 350 | 2025-01-01
216997543 | BLUERIDGE | BXS3A09SC0 | BXAFA09CDL | 12.8 | 19.5 | 11 | Yes | Both | 4 | 700 | 900 | 150 | 350 | 2025-01-01
216997544 | BLUERIDGE | BXS3A12SC0 | BXAFA12CDL | 11.7 | 19 | 10.2 | Yes | Both | 4 | 700 | 900 | 150 | 350 | 2025-01-01
216997545 | BLUERIDGE | BXS3A18SC0 | BXAFA18CDL | 12.5 | 20 | 10.5 | Yes | Both | 4 | 700 | 900 | 150 | 350 | 2025-01-01
216997546 | BLUERIDGE | BXS3A09SC0 | BXAFA09CDH | 13 | 19.7 | 11.5 | Yes | Both | 4 | 700 | 900 | 150 | 350 | 2025-01-01
216997547 | BLUERIDGE | BXS3A12SC0 | BXAFA12CDH | 12 | 19.5 | 10.5 | Yes | Both | 4 | 700 | 900 | 150 | 350 | 2025-01-01
216997548 | BLUERIDGE | BXS3A18SC0 | BXAFA18CDH | 13.3 | 20 | 11.3 | Yes | Both | 4 | 700 | 900 | 150 | 350 | 2025-01-01
216997549 | BLUERIDGE | BXS3A24SC0 | BXAFA24CDH | 12.5 | 19 | 11 | Yes | Both | 4 | 700 | 900 | 150 | 350 | 2025-01-01
216997550 | BLUERIDGE | BXS3A09SC0 | BXAFA09LW0 | 16.2 | 26 | 13.9 | Yes | Both | 4 | 700 | 900 | 150 | 350 | 2025-01-01
216997551 | BLUERIDGE | BXS3A12SC0 | BXAFA12LW0 | 12.7 | 24.6 | 11 | Yes | Both | 4 | 700 | 900 | 150 | 350 | 2025-01-01
216997552 | BLUERIDGE | BXS3A18SC0 | BXAFA16LW0 | 12.5 | 23.8 | 13.5 | Yes | Both | 4 | 700 | 900 | 150 | 350 | 2025-01-01
216997553 | BLUERIDGE | BXS3A18SC0 | BXAFA18FC0 | 12.5 | 22.3 | 10.4 | Yes | Both | 4 | 700 | 900 | 150 | 350 | 2025-01-01
216997554 | BLUERIDGE | BXS3A24SC0 | BXAFA24FC0 | 12.2 | 21.1 | 11.1 | Yes | Both | 4 | 700 | 900 | 150 | 350 | 2025-01-01
216997555 | BLUERIDGE | BXS5A09UC0 | BXAFA09CC4 | 14 | 22.6 | 12.1 | Yes | Both | 4 | 700 | 900 | 150 | 350 | 2025-01-01
216997556 | BLUERIDGE | BXS5A12UC0 | BXAFA12CC4 | 12.5 | 22.2 | 11.6 | Yes | Both | 4 | 700 | 900 | 150 | 350 | 2025-01-01
216997557 | BLUERIDGE | BXS5A18UC0 | BXAFA18CC4 | 12.5 | 20 | 12.3 | Yes | Both | 4 | 700 | 900 | 150 | 350 | 2025-01-01
216997558 | BLUERIDGE | BXS5A24UC0 | BXAFA24CC4 | 12 | 20.7 | 11.6 | Yes | Both | 4 | 700 | 900 | 150 | 350 | 2025-01-01
216997559 | BLUERIDGE | BXS5A06UC0 | BXAFA06CC1 | 15 | 22 | 12 | Yes | Both | 4 | 700 | 900 | 150 | 350 | 2025-01-01
216997560 | BLUERIDGE | BXS5A09UC0 | BXAFA09CC1 | 14.6 | 24 | 12.1 | Yes | Both | 4 | 700 | 900 | 150 | 350 | 2025-01-01
216997561 | BLUERIDGE | BXS5A12UC0 | BXAFA12CC1 | 13 | 23 | 10 | Yes | Both | 4 | 700 | 900 | 150 | 350 | 2025-01-01
216997562 | BLUERIDGE | BXS5A18UC0 | BXAFA18CC1 | 12.5 | 20.6 | 12.2 | Yes | Both | 4 | 700 | 900 | 150 | 350 | 2025-01-01
216997563 | BLUERIDGE | BXS5A09UC0 | BXAFA09CDL | 13.4 | 21.4 | 12.5 | Yes | Both | 4 | 700 | 900 | 150 | 350 | 2025-01-01
216997564 | BLUERIDGE | BXS5A12UC0 | BXAFA12CDL | 12 | 20 | 10 | Yes | Both | 4 | 700 | 900 | 150 | 350 | 2025-01-01
216997565 | BLUERIDGE | BXS5A18UC0 | BXAFA18CDL | 12 | 18 | 10.5 | Yes | Both | 4 | 700 | 900 | 150 | 350 | 2025-01-01
216997566 | BLUERIDGE | BXS5A09UC0 | BXAFA09CDH | 14 | 20.5 | 13.8 | Yes | Both | 4 | 700 | 900 | 150 | 350 | 2025-01-01
216997567 | BLUERIDGE | BXS5A12UC0 | BXAFA12CDH | 12 | 20 | 10.6 | Yes | Both | 4 | 700 | 900 | 150 | 350 | 2025-01-01
216997568 | BLUERIDGE | BXS5A18UC0 | BXAFA18CDH | 12 | 18.4 | 11.1 | Yes | Both | 4 | 700 | 900 | 150 | 350 | 2025-01-01
216997569 | BLUERIDGE | BXS5A24UC0 | BXAFA24CDH | 12 | 19 | 11.7 | Yes | Both | 4 | 700 | 900 | 150 | 350 | 2025-01-01
216997570 | BLUERIDGE | BXS5A09UC0 | BXAFA09LW0 | 15.1 | 27.2 | 10.9 | Yes | Both | 4 | 700 | 900 | 150 | 350 | 2025-01-01
216997571 | BLUERIDGE | BXS5A12UC0 | BXAFA12LW0 | 12.5 | 25 | 10.5 | Yes | Both | 4 | 700 | 900 | 150 | 350 | 2025-01-01
216997572 | BLUERIDGE | BXS5A18UC0 | BXAFA16LW0 | 12.5 | 20 | 10.3 | Yes | Both | 4 | 700 | 900 | 150 | 350 | 2025-01-01
216997573 | BLUERIDGE | BXS5A18UC0 | BXAFA18FC0 | 12.5 | 20.4 | 10.3 | Yes | Both | 4 | 700 | 900 | 150 | 350 | 2025-01-01
216997574 | BLUERIDGE | BXS5A24UC0 | BXAFA24FC0 | 12 | 20.4 | 12.1 | Yes | Both | 4 | 700 | 900 | 150 | 350 | 2025-01-01
216997575 | BLUERIDGE | BXL1A36SC0 | BXALA36CC4 | 9.6 | 20 | 10.3 | Yes | Yes | 4 | 700 | 900 | 150 | 350 | 2025-01-01
216997576 | BLUERIDGE | BXL1A48SC0 | BXALA48CC4 | 9.5 | 19 | 9.9 | Yes | Yes | 3 | 600 | 800 | 150 | 350 | 2025-01-01
216997577 | BLUERIDGE | BXL1A36SC0 | BXALA36CDH | 10.1 | 18.7 | 10.2 | No | N/A | 4 | 700 | 900 | 150 | 350 | 2025-01-01
216997578 | BLUERIDGE | BXL1A48SC0 | BXALA48CDH | 10 | 17.1 | 9.8 | Yes | Yes | 3 | 600 | 800 | 150 | 350 | 2025-01-01
216997579 | BLUERIDGE | BXL1A60SC0 | BXALA60CDH | 10 | 17 | 9.7 | No | N/A | 3 | 600 | 800 | 150 | 350 | 2025-01-01
216997580 | BLUERIDGE | BXL1A36SC0 | BXALA36FC0 | 10.1 | 20 | 10 | No | N/A | 4 | 700 | 900 | 150 | 350 | 2025-01-01
216997581 | BLUERIDGE | BXL1A48SC0 | BXALA48FC0 | 9.5 | 19.8 | 10.2 | Yes | Yes | 4 | 700 | 900 | 150 | 350 | 2025-01-01
216997582 | BLUERIDGE | BXL1A60SC0 | BXALA60FC0 | 9.5 | 19.5 | 9.5 | No | N/A | 3 | 600 | 800 | 150 | 350 | 2025-01-01
216997583 | BLUERIDGE | BXL2A36UC0 | BXALA36CC4 | 12 | 21.2 | 10.6 | Yes | Both | 4 | 700 | 900 | 150 | 350 | 2025-01-01
216997584 | BLUERIDGE | BXL2A48UC0 | BXALA48CC4 | 10 | 18 | 11 | Yes | Yes | 4 | 700 | 900 | 150 | 350 | 2025-01-01
216997585 | BLUERIDGE | BXL2A36UC0 | BXALA36CDH | 12 | 17.7 | 11.1 | Yes | Both | 4 | 700 | 900 | 150 | 350 | 2025-01-01
216997586 | BLUERIDGE | BXL2A48UC0 | BXALA48CDH | 10.4 | 16.7 | 10.8 | Yes | Yes | 4 | 700 | 900 | 150 | 350 | 2025-01-01
216997587 | BLUERIDGE | BXL2A60UC0 | BXALA60CDH | 10.2 | 15.8 | 10.4 | Yes | Yes | 2 | 500 | 700 | 100 | 300 | 2025-01-01
216997588 | BLUERIDGE | BXL2A36UC0 | BXALA36FC0 | 12 | 20 | 10.8 | Yes | Both | 4 | 700 | 900 | 150 | 350 | 2025-01-01
216997589 | BLUERIDGE | BXL2A48UC0 | BXALA48FC0 | 9.4 | 18.5 | 10.1 | Yes | Yes | 4 | 700 | 900 | 150 | 350 | 2025-01-01
216997590 | BLUERIDGE | BXL2A60UC0 | BXALA60FC0 | 9 | 18 | 10.7 | Yes | Yes | 4 | 700 | 900 | 150 | 350 | 2025-01-01
216997591 | BLUERIDGE | BDS1A09SCV | BDS1A09WMV | 11.3 | 20.2 | 9.2 | No | N/A | 3 | 600 | 800 | 150 | 350 | 2025-01-01
216997592 | BLUERIDGE | BDS1A12SCV | BDS1A12WMV | 9 | 19.5 | 9.3 | No | N/A | 3 | 600 | 800 | 150 | 350 | 2025-01-01
216997593 | BLUERIDGE | BDS1A18SC0 | BDS1A18WM0 | 9.8 | 20 | 8.5 | No | N/A | 2 | 500 | 700 | 100 | 300 | 2025-01-01
216997594 | BLUERIDGE | BDS1A24SC0 | BDS1A24WM0 | 9.7 | 18.9 | 8.7 | No | N/A | 2 | 500 | 700 | 100 | 300 | 2025-01-01
216997595 | BLUERIDGE | BDS2A09SCV | BDS2A09WMV | 14 | 23.6 | 11.5 | Yes | Both | 4 | 700 | 900 | 150 | 350 | 2025-01-01
216997596 | BLUERIDGE | BDS2A12SCV | BDS2A12WMV | 12.5 | 23.5 | 10.2 | Yes | Both | 4 | 700 | 900 | 150 | 350 | 2025-01-01
216997597 | BLUERIDGE | BDS2A18SC0 | BDAFA18WM0 | 13.7 | 22.5 | 11.5 | Yes | Both | 4 | 700 | 900 | 150 | 350 | 2025-01-01
216997598 | BLUERIDGE | BDS2A24SC0 | BDAFA24WM0 | 12.7 | 22.7 | 9.5 | Yes | No | 3 | 600 | 800 | 150 | 350 | 2025-01-01
216997599 | BLUERIDGE | BDS2A36SC0 | BDAFA36WM0 | 8.5 | 18 | 8.5 | No | N/A | 2 | 500 | 700 | 100 | 300 | 2025-01-01
216997600 | BLUERIDGE | BDS3A12UC0 | BDAFA12WM0 | 12.8 | 23.5 | 10 | Yes | Both | 4 | 700 | 900 | 150 | 350 | 2025-01-01
216997601 | BLUERIDGE | BDS3A18UC0 | BDAFA18WM0 | 12.5 | 21.2 | 11 | Yes | Both | 4 | 700 | 900 | 150 | 350 | 2025-01-01
209550307 | BLUERIDGE | BMY6HH27C | BMM6CC2 | 14.5 | 22 | 10.8 | Yes | Both | 4 | 700 | 900 | 150 | 350 | 2025-01-01
209550308 | BLUERIDGE | BMY9HH28C | BMM9CC2 | 13 | 24 | 12.4 | Yes | Both | 4 | 700 | 900 | 150 | 350 | 2025-01-01
209550309 | BLUERIDGE | BMY12HH26C | BMM12CC2 | 13 | 23 | 10 | Yes | Both | 4 | 700 | 900 | 150 | 350 | 2025-01-01
209550310 | BLUERIDGE | BMY18HH22C | BMM18CC2 | 12.5 | 19.8 | 11.2 | Yes | Both | 4 | 700 | 900 | 150 | 350 | 2025-01-01
209550311 | BLUERIDGE | BMY12HH26C | BMM12LW | 13.3 | 24.2 | 10.7 | Yes | Both | 4 | 700 | 900 | 150 | 350 | 2025-01-01
209550312 | BLUERIDGE | BMY18HH22C | BMM16LW | 11 | 20.2 | 8.9 | Yes | Both | 2 | 500 | 700 | 100 | 300 | 2025-01-01
208650625 | BLUERIDGE | BMY36HHUC | BM36MCD | 9 | 16.5 | 11 | Yes | Yes | 4 | 700 | 900 | 150 | 350 | 2025-01-01
208650626 | BLUERIDGE | BMY36HHUC | BM36MFCC | 8.8 | 17.6 | 10 | Yes | Yes | 4 | 700 | 900 | 150 | 350 | 2025-01-01
208650627 | BLUERIDGE | BMY48HHUC | BM48MFCC | 8.2 | 17 | 9.8 | Yes | Yes | 3 | 600 | 800 | 150 | 350 | 2025-01-01
207826684 | BLUERIDGE | BMX917C | BMX917WM | 10.1 | 17 | 9 | No | N/A | 3 | 600 | 800 | 150 | 350 | 2025-01-01
207826685 | BLUERIDGE | BMX1217C | BMX1217WM | 8.8 | 17.4 | 8.7 | No | N/A | 2 | 500 | 700 | 100 | 300 | 2025-01-01
207826686 | BLUERIDGE | BMY917C | BMY917WM | 10.5 | 18.5 | 8.8 | Yes | Yes | 2 | 500 | 700 | 100 | 300 | 2025-01-01
207826687 | BLUERIDGE | BMY1217C | BMY1217WM | 8.8 | 17.6 | 8.8 | No | N/A | 2 | 500 | 700 | 100 | 300 | 2025-01-01
207826688 | BLUERIDGE | BMY1817C | BMY1817WM | 9.9 | 18.3 | 8.7 | No | N/A | 2 | 500 | 700 | 100 | 300 | 2025-01-01
207826690 | BLUERIDGE | BMX922C | BMX922WM | 12.5 | 21.5 | 9.1 | Yes | Both | 3 | 600 | 800 | 150 | 350 | 2025-01-01
207826691 | BLUERIDGE | BMX1220C | BMX1220WM | 10.3 | 20.8 | 8.7 | No | N/A | 2 | 500 | 700 | 100 | 300 | 2025-01-01
207826692 | BLUERIDGE | BMY6HH27C | BMY6HH27WM | 15.8 | 26.5 | 13.6 | Yes | Both | 4 | 700 | 900 | 150 | 350 | 2025-01-01
207571383 | BLUERIDGE | BMY36UC | BM36MCD | 8.8 | 15.8 | 8.8 | No | N/A | 2 | 500 | 700 | 100 | 300 | 2025-01-01
207571384 | BLUERIDGE | BMY36UC | BM36MFCC | 8.5 | 19 | 9 | No | N/A | 3 | 600 | 800 | 150 | 350 | 2025-01-01
207571385 | BLUERIDGE | BMY48UC | BM48MFCC | 9.3 | 18.9 | 10 | Yes | Yes | 4 | 700 | 900 | 150 | 350 | 2025-01-01
207571386 | BLUERIDGE | BMY9HH28C | BM09MCC | 13 | 20.5 | 10.3 | Yes | Both | 4 | 700 | 900 | 150 | 350 | 2025-01-01
207571387 | BLUERIDGE | BMY12HH26C | BM12MCD | 11.7 | 19.5 | 10 | Yes | Both | 4 | 700 | 900 | 150 | 350 | 2025-01-01
207571388 | BLUERIDGE | BMY12HH26C | BM12MCC | 12.7 | 22.3 | 10.2 | Yes | Both | 4 | 700 | 900 | 150 | 350 | 2025-01-01
207571389 | BLUERIDGE | BMY12HH26C | BM12M22CNS | 13 | 23.6 | 10 | Yes | Both | 4 | 700 | 900 | 150 | 350 | 2025-01-01
207571390 | BLUERIDGE | BMY18HH22C | BM18MCD | 11.7 | 18 | 9.5 | Yes | Both | 3 | 600 | 800 | 150 | 350 | 2025-01-01
207571391 | BLUERIDGE | BMY18HH22C | BM18MCC | 12.5 | 20 | 9.5 | Yes | Both | 3 | 600 | 800 | 150 | 350 | 2025-01-01
207571392 | BLUERIDGE | BMY18HH22C | BM18MFCC | 12.5 | 20.5 | 9.8 | Yes | Both | 3 | 600 | 800 | 150 | 350 | 2025-01-01
207571393 | BLUERIDGE | BMY24HH22C | BM24MCD | 12 | 19.2 | 10.5 | Yes | Both | 4 | 700 | 900 | 150 | 350 | 2025-01-01
207571394 | BLUERIDGE | BMY24HH22C | BM24MFCC | 11.7 | 20.5 | 11 | Yes | Both | 4 | 700 | 900 | 150 | 350 | 2025-01-01
207339173 | BLUERIDGE | BMY922C | BMY922WM | 12.6 | 21.7 | 9.4 | Yes | Both | 3 | 600 | 800 | 150 | 350 | 2025-01-01
207339174 | BLUERIDGE | BMY1221C | BMY1221WM | 10.8 | 21.4 | 9.2 | No | N/A | 3 | 600 | 800 | 150 | 350 | 2025-01-01
207339175 | BLUERIDGE | BMY1820C | BMY1820WM | 11 | 19.5 | 8.7 | No | N/A | 2 | 500 | 700 | 100 | 300 | 2025-01-01
207339176 | BLUERIDGE | BMY2419C | BMY2419WM | 9.5 | 18.5 | 8.6 | No | N/A | 2 | 500 | 700 | 100 | 300 | 2025-01-01
207339177 | BLUERIDGE | BMY3020C | BMY3020WM | 12.2 | 21 | 8.2 | Yes | No | 1 | 400 | 600 | 100 | 300 | 2025-01-01
207339179 | BLUERIDGE | BMY12DIY22C | BMY12DIY22WM | 12.5 | 22.5 | 9 | Yes | No | 3 | 600 | 800 | 150 | 350 | 2025-01-01
207339180 | BLUERIDGE | BMY18DIY22C | BMY18DIY22WM | 12.6 | 22.7 | 9.8 | Yes | No | 3 | 600 | 800 | 150 | 350 | 2025-01-01
207339181 | BLUERIDGE | BMY24DIY21C | BMY24DIY21WM | 12.5 | 20.5 | 9.2 | Yes | No | 3 | 600 | 800 | 150 | 350 | 2025-01-01
207339183 | BLUERIDGE | BMY9HH28C | BMY9HH28WM | 16.2 | 28.1 | 11.5 | Yes | Both | 4 | 700 | 900 | 150 | 350 | 2025-01-01
207339184 | BLUERIDGE | BMY12HH26C | BMY12HH26WM | 14 | 25.5 | 10.4 | Yes | Both | 4 | 700 | 900 | 150 | 350 | 2025-01-01
207339185 | BLUERIDGE | BMY18HH22C | BMY18HH22WM | 12.5 | 21.5 | 11.3 | Yes | Both | 4 | 700 | 900 | 150 | 350 | 2025-01-01
207339186 | BLUERIDGE | BMY24HH22C | BMY24HH22WM | 13 | 21.5 | 11.4 | Yes | Both | 4 | 700 | 900 | 150 | 350 | 2025-01-01
206905348 | BLUERIDGE | BM18YDIY20C | BM18YDIY20WM | 12.5 | 19.8 | 9.6 | Yes | No | 3 | 600 | 800 | 150 | 350 | 2025-01-01
206905349 | BLUERIDGE | BM24YDIY20C | BM24YDIY20WM | 12.5 | 20 | 9.3 | Yes | No | 3 | 600 | 800 | 150 | 350 | 2025-01-01
205968027 | BLUERIDGE | BMKH0938/O | BMKH0938/I | 16.6 | 27 | 11 | Yes | Both | 4 | 700 | 900 | 150 | 350 | 2025-01-01
205968028 | BLUERIDGE | BMKH1231/O | BMKH1231/I | 14 | 24 | 8.5 | Yes | Yes | 2 | 500 | 700 | 100 | 300 | 2025-01-01
205968029 | BLUERIDGE | BMKH1824/O | BMKH1824/I | 13.5 | 22 | 10 | Yes | Yes | 4 | 700 | 900 | 150 | 350 | 2025-01-01
205968031 | BLUERIDGE | BMKH2422/O | BMKH2422/I | 13 | 21.5 | 9.5 | Yes | Yes | 3 | 600 | 800 | 150 | 350 | 2025-01-01
202897336 | BLUERIDGE | BM09Y18C | BM09Y18WM | 11 | 18 | 9.1 | No | N/A | 3 | 600 | 800 | 150 | 350 | 2025-01-01
202897338 | BLUERIDGE | BM18Y19C | BM18Y19WM | 11 | 18.7 | 8.1 | No | N/A | 1 | 400 | 600 | 100 | 300 | 2025-01-01
202007073 | BLUERIDGE | BMHH09Y25C | BMHH09Y25WM | 14.5 | 23.1 | 9.9 | Yes | No | 3 | 600 | 800 | 150 | 350 | 2025-01-01
202007074 | BLUERIDGE | BMHH12Y23C | BMHH12Y23WM | 13 | 19.9 | 9.1 | Yes | No | 3 | 600 | 800 | 150 | 350 | 2025-01-01
202007075 | BLUERIDGE | BMHH18Y20C | BMHH18Y20WM | 12.5 | 19.4 | 8.9 | Yes | No | 2 | 500 | 700 | 100 | 300 | 2025-01-01
202007076 | BLUERIDGE | BMHH24Y21C | BMHH24Y21WM | 13 | 20 | 9.5 | Yes | No | 3 | 600 | 800 | 150 | 350 | 2025-01-01
202007067 | BLUERIDGE | BM12Y22C | BM12Y22WM | 13 | 21.3 | 8.4 | Yes | No | 1 | 400 | 600 | 100 | 300 | 2025-01-01
202007068 | BLUERIDGE | BM18Y21C | BM18Y21WM | 13 | 19.9 | 8.1 | Yes | No | 1 | 400 | 600 | 100 | 300 | 2025-01-01
215853881 | BLUERIDGE | BMS918XC | BMS918XW | 10.1 | 18 | 9 | No | N/A | 3 | 600 | 800 | 150 | 350 | 2025-01-01
215853882 | BLUERIDGE | BMS1219XC | BMS1219XW | 8.8 | 19 | 9.2 | No | N/A | 3 | 600 | 800 | 150 | 350 | 2025-01-01
215853883 | BLUERIDGE | BMS919YC | BMS919YW | 10.9 | 19 | 9.7 | Yes | Yes | 3 | 600 | 800 | 150 | 350 | 2025-01-01
215853884 | BLUERIDGE | BMS1218YC | BMS1218YW | 8.8 | 18 | 8.8 | No | N/A | 2 | 500 | 700 | 100 | 300 | 2025-01-01
215853885 | BLUERIDGE | BMS1818YC | BMS1818YW | 9.9 | 18.3 | 8.7 | No | N/A | 2 | 500 | 700 | 100 | 300 | 2025-01-01
215853886 | BLUERIDGE | BMS2417YC | BMS2417YW | 9 | 17 | 8.5 | Yes | Yes | 2 | 500 | 700 | 100 | 300 | 2025-01-01
215853887 | BLUERIDGE | BMS922XC | BMS922XW | 12.5 | 21.5 | 9 | Yes | Both | 3 | 600 | 800 | 150 | 350 | 2025-01-01
215853888 | BLUERIDGE | BMS1221XC | BMS1221XW | 10 | 21.3 | 8.7 | No | N/A | 2 | 500 | 700 | 100 | 300 | 2025-01-01
215853889 | BLUERIDGE | BMS922YC | BMS922YW | 12.6 | 21.6 | 9.4 | Yes | Both | 3 | 600 | 800 | 150 | 350 | 2025-01-01
215853890 | BLUERIDGE | BMS1221YC | BMS1221YW | 10.8 | 21.3 | 9.2 | No | N/A | 3 | 600 | 800 | 150 | 350 | 2025-01-01
215853891 | BLUERIDGE | BMS1820YC | BMS1820YW | 11.5 | 20.2 | 9.1 | No | N/A | 3 | 600 | 800 | 150 | 350 | 2025-01-01
215853892 | BLUERIDGE | BMS2419YC | BMS2419YW | 9.6 | 18.5 | 9 | Yes | Yes | 3 | 600 | 800 | 150 | 350 | 2025-01-01
215853893 | BLUERIDGE | BMS3022YC | BMS3022YW | 12 | 22.3 | 9 | Yes | No | 3 | 600 | 800 | 150 | 350 | 2025-01-01
215853894 | BLUERIDGE | BMS3620YC | BMS3620YW | 9.3 | 19.5 | 9.1 | No | N/A | 3 | 600 | 800 | 150 | 350 | 2025-01-01
215853895 | BLUERIDGE | BMS925XC | BMS925XW | 14.5 | 25.4 | 10 | Yes | Both | 4 | 700 | 900 | 150 | 350 | 2025-01-01
215853896 | BLUERIDGE | BMS1223XC | BMS1223XW | 13 | 23.4 | 9.5 | Yes | No | 3 | 600 | 800 | 150 | 350 | 2025-01-01
215853897 | BLUERIDGE | BMS926YC | BMC9HHYW | 14.9 | 25.8 | 12.5 | Yes | Both | 4 | 700 | 900 | 150 | 350 | 2025-01-01
215853898 | BLUERIDGE | BMS1226YC | BMC12HHYW | 13 | 25.5 | 10.6 | Yes | Both | 4 | 700 | 900 | 150 | 350 | 2025-01-01
215853899 | BLUERIDGE | BMS1824YC | BMC18HHYW | 12.7 | 23.5 | 10.8 | Yes | Both | 4 | 700 | 900 | 150 | 350 | 2025-01-01
215853900 | BLUERIDGE | BMS2423YC | BMC24HHYW | 14 | 23 | 11.7 | Yes | Both | 4 | 700 | 900 | 150 | 350 | 2025-01-01
215382941 | BLUERIDGE | BMKH18P/O | BMKH18MFCC | 11.25 | 19 | 8.2 | No | N/A | 1 | 400 | 600 | 100 | 300 | 2025-01-01
215382942 | BLUERIDGE | BMKH18P/O | BMKH18MCC | 10.05 | 19 | 8.5 | No | N/A | 2 | 500 | 700 | 100 | 300 | 2025-01-01
215382943 | BLUERIDGE | BMKH24P/O | BMKH24MFCC | 12 | 20 | 9 | No | N/A | 3 | 600 | 800 | 150 | 350 | 2025-01-01
215359207 | BLUERIDGE | BMY36UC | BM36MCC | 9.4 | 19.2 | 8.8 | No | N/A | 2 | 500 | 700 | 100 | 300 | 2025-01-01
215359208 | BLUERIDGE | BMY36HHUC | BM36MCC | 9.5 | 19.4 | 10.5 | Yes | Yes | 4 | 700 | 900 | 150 | 350 | 2025-01-01
215853901 | BLUERIDGE | BMS626HHYC | BMC6HHYW | 18 | 25.5 | 14.8 | Yes | Both | 4 | 700 | 900 | 150 | 350 | 2025-01-01
215853902 | BLUERIDGE | BMS927HHYC | BMC9HHYW | 15.4 | 27.4 | 12.5 | Yes | Both | 4 | 700 | 900 | 150 | 350 | 2025-01-01
215853903 | BLUERIDGE | BMS1225HHYC | BMC12HHYW | 13.4 | 25.4 | 10.5 | Yes | Both | 4 | 700 | 900 | 150 | 350 | 2025-01-01
215853904 | BLUERIDGE | BMS1821HHYC | BMC18HHYW | 12.5 | 21.4 | 11 | Yes | Both | 4 | 700 | 900 | 150 | 350 | 2025-01-01
215853905 | BLUERIDGE | BMS2421HHYC | BMC24HHYW | 13 | 21 | 13.5 | Yes | Both | 4 | 700 | 900 | 150 | 350 | 2025-01-01
215853906 | BLUERIDGE | BMS3320HHYC | BMC33HHYW | 12 | 19.5 | 10.5 | Yes | Both | 4 | 700 | 900 | 150 | 350 | 2025-01-01
215853907 | BLUERIDGE | BMS635SHYC | BMS635SHYW | 17.4 | 35 | 30 | Yes | Both | 4 | 700 | 900 | 150 | 350 | 2025-01-01
215853908 | BLUERIDGE | BMS933SHYC | BMS933SHYW | 17 | 33.3 | 22 | Yes | Both | 4 | 700 | 900 | 150 | 350 | 2025-01-01
215853909 | BLUERIDGE | BMS1229SHYC | BMS1229SHYW | 14.2 | 29.4 | 14.5 | Yes | Both | 4 | 700 | 900 | 150 | 350 | 2025-01-01
215853910 | BLUERIDGE | BMS1826SHYC | BMS1826SHYW | 15 | 25.6 | 16.2 | Yes | Both | 4 | 700 | 900 | 150 | 350 | 2025-01-01
215853911 | BLUERIDGE | BMS926YC | BMC9CC | 14.3 | 21.6 | 11.3 | Yes | Both | 4 | 700 | 900 | 150 | 350 | 2025-01-01
215853912 | BLUERIDGE | BMS1226YC | BMC12CC | 12.5 | 21.1 | 10.4 | Yes | Both | 4 | 700 | 900 | 150 | 350 | 2025-01-01
215853913 | BLUERIDGE | BMS1824YC | BMC18CC | 12.5 | 20.7 | 11.4 | Yes | Both | 4 | 700 | 900 | 150 | 350 | 2025-01-01
215853914 | BLUERIDGE | BMS2423YC | BMC24CC | 12 | 22 | 10.5 | Yes | Both | 4 | 700 | 900 | 150 | 350 | 2025-01-01
215853915 | BLUERIDGE | BMS926YC | BMC9CC2 | 14.4 | 22.1 | 11.8 | Yes | Both | 4 | 700 | 900 | 150 | 350 | 2025-01-01
215853916 | BLUERIDGE | BMS1226YC | BMC12CC2 | 12.3 | 22.1 | 10 | Yes | Both | 4 | 700 | 900 | 150 | 350 | 2025-01-01
215853917 | BLUERIDGE | BMS1824YC | BMC18CC2 | 12.5 | 22.2 | 12.2 | Yes | Both | 4 | 700 | 900 | 150 | 350 | 2025-01-01
215853918 | BLUERIDGE | BMS926YC | BMC9LCD | 12.8 | 19.5 | 11 | Yes | Both | 4 | 700 | 900 | 150 | 350 | 2025-01-01
215853919 | BLUERIDGE | BMS1226YC | BMC12LCD | 11.7 | 19 | 10.2 | Yes | Both | 4 | 700 | 900 | 150 | 350 | 2025-01-01
215853920 | BLUERIDGE | BMS1824YC | BMC18LCD | 12.5 | 20 | 10.5 | Yes | Both | 4 | 700 | 900 | 150 | 350 | 2025-01-01
215853921 | BLUERIDGE | BMS926YC | BMC9HCD | 13 | 19.7 | 11.5 | Yes | Both | 4 | 700 | 900 | 150 | 350 | 2025-01-01
215853922 | BLUERIDGE | BMS1226YC | BMC12HCD | 12 | 19.5 | 10.5 | Yes | Both | 4 | 700 | 900 | 150 | 350 | 2025-01-01
215853923 | BLUERIDGE | BMS1824YC | BMC18HCD | 13.3 | 20 | 11.3 | Yes | Both | 4 | 700 | 900 | 150 | 350 | 2025-01-01
215853924 | BLUERIDGE | BMS2423YC | BMC24HCD | 12.5 | 19 | 11 | Yes | Both | 4 | 700 | 900 | 150 | 350 | 2025-01-01
215853925 | BLUERIDGE | BMS926YC | BMC9LW | 16.2 | 26 | 13.9 | Yes | Both | 4 | 700 | 900 | 150 | 350 | 2025-01-01
215853926 | BLUERIDGE | BMS1226YC | BMC12LW | 12.7 | 24.6 | 11 | Yes | Both | 4 | 700 | 900 | 150 | 350 | 2025-01-01
215853927 | BLUERIDGE | BMS1824YC | BMC16LW | 12.5 | 23.8 | 13.5 | Yes | Both | 4 | 700 | 900 | 150 | 350 | 2025-01-01
215853928 | BLUERIDGE | BMS1824YC | BMC18FCC | 12.5 | 22.3 | 10.4 | Yes | Both | 4 | 700 | 900 | 150 | 350 | 2025-01-01
215853929 | BLUERIDGE | BMS2423YC | BMC24FCC | 12.2 | 21.1 | 11.1 | Yes | Both | 4 | 700 | 900 | 150 | 350 | 2025-01-01
215853930 | BLUERIDGE | BMS927HHYC | BMC9CC | 14 | 22.6 | 12.1 | Yes | Both | 4 | 700 | 900 | 150 | 350 | 2025-01-01
215853931 | BLUERIDGE | BMS1225HHYC | BMC12CC | 12.5 | 22.2 | 11.6 | Yes | Both | 4 | 700 | 900 | 150 | 350 | 2025-01-01
215853932 | BLUERIDGE | BMS1821HHYC | BMC18CC | 12.5 | 20 | 12.3 | Yes | Both | 4 | 700 | 900 | 150 | 350 | 2025-01-01
215853933 | BLUERIDGE | BMS2421HHYC | BMC24CC | 12 | 20.7 | 11.6 | Yes | Both | 4 | 700 | 900 | 150 | 350 | 2025-01-01
215853934 | BLUERIDGE | BMS626HHYC | BMC6CC2 | 15 | 22 | 12 | Yes | Both | 4 | 700 | 900 | 150 | 350 | 2025-01-01
215853935 | BLUERIDGE | BMS927HHYC | BMC9CC2 | 14.6 | 24 | 12.1 | Yes | Both | 4 | 700 | 900 | 150 | 350 | 2025-01-01
215853936 | BLUERIDGE | BMS1225HHYC | BMC12CC2 | 13 | 23 | 10 | Yes | Both | 4 | 700 | 900 | 150 | 350 | 2025-01-01
215853937 | BLUERIDGE | BMS1821HHYC | BMC18CC2 | 12.5 | 20.6 | 12.2 | Yes | Both | 4 | 700 | 900 | 150 | 350 | 2025-01-01
215853938 | BLUERIDGE | BMS626HHYC | BMC6LCD | 14.4 | 21.4 | 13.8 | Yes | Both | 4 | 700 | 900 | 150 | 350 | 2025-01-01
215853939 | BLUERIDGE | BMS927HHYC | BMC9LCD | 13.4 | 21.4 | 12.5 | Yes | Both | 4 | 700 | 900 | 150 | 350 | 2025-01-01
215853940 | BLUERIDGE | BMS1225HHYC | BMC12LCD | 12 | 20 | 10 | Yes | Both | 4 | 700 | 900 | 150 | 350 | 2025-01-01
215853941 | BLUERIDGE | BMS1821HHYC | BMC18LCD | 12 | 18 | 10.5 | Yes | Both | 4 | 700 | 900 | 150 | 350 | 2025-01-01
215853942 | BLUERIDGE | BMS927HHYC | BMC9HCD | 14 | 20.5 | 13.8 | Yes | Both | 4 | 700 | 900 | 150 | 350 | 2025-01-01
215853943 | BLUERIDGE | BMS1225HHYC | BMC12HCD | 12 | 20 | 10.6 | Yes | Both | 4 | 700 | 900 | 150 | 350 | 2025-01-01
215853944 | BLUERIDGE | BMS1821HHYC | BMC18HCD | 12 | 18.4 | 11.1 | Yes | Both | 4 | 700 | 900 | 150 | 350 | 2025-01-01
215853945 | BLUERIDGE | BMS2421HHYC | BMC24HCD | 12 | 19 | 11.7 | Yes | Both | 4 | 700 | 900 | 150 | 350 | 2025-01-01
215853946 | BLUERIDGE | BMS927HHYC | BMC9LW | 15.1 | 27.2 | 10.9 | Yes | Both | 4 | 700 | 900 | 150 | 350 | 2025-01-01
215853947 | BLUERIDGE | BMS1225HHYC | BMC12LW | 12.5 | 25 | 10.5 | Yes | Both | 4 | 700 | 900 | 150 | 350 | 2025-01-01
215853948 | BLUERIDGE | BMS1821HHYC | BMC16LW | 12.5 | 20 | 10.3 | Yes | Both | 4 | 700 | 900 | 150 | 350 | 2025-01-01
215853949 | BLUERIDGE | BMS1821HHYC | BMC18FCC | 12.5 | 20.4 | 10.3 | Yes | Both | 4 | 700 | 900 | 150 | 350 | 2025-01-01
215853950 | BLUERIDGE | BMS2421HHYC | BMC24FCC | 12 | 20.4 | 12.1 | Yes | Both | 4 | 700 | 900 | 150 | 350 | 2025-01-01
215853951 | BLUERIDGE | BMS36UYC | BMS36CC | 9.6 | 20 | 10.3 | Yes | Yes | 4 | 700 | 900 | 150 | 350 | 2025-01-01
215853952 | BLUERIDGE | BMS48UYC | BMS48CC | 9.5 | 19 | 9.9 | Yes | Yes | 3 | 600 | 800 | 150 | 350 | 2025-01-01
215853953 | BLUERIDGE | BMS36UYC | BMS36HCD | 10.1 | 18.7 | 10.2 | No | N/A | 4 | 700 | 900 | 150 | 350 | 2025-01-01
215853954 | BLUERIDGE | BMS48UYC | BMS48HCD | 10 | 17.1 | 9.8 | Yes | Yes | 3 | 600 | 800 | 150 | 350 | 2025-01-01
215853955 | BLUERIDGE | BMS60UYC | BMS60HCD | 10 | 17 | 9.7 | No | N/A | 3 | 600 | 800 | 150 | 350 | 2025-01-01
215853956 | BLUERIDGE | BMS36UYC | BMS36FCC | 10.1 | 20 | 10 | No | N/A | 4 | 700 | 900 | 150 | 350 | 2025-01-01
215853957 | BLUERIDGE | BMS48UYC | BMS48FCC | 9.5 | 19.8 | 10.2 | Yes | Yes | 4 | 700 | 900 | 150 | 350 | 2025-01-01
215853958 | BLUERIDGE | BMS60UYC | BMS60FCC | 9.5 | 19.5 | 9.5 | No | N/A | 3 | 600 | 800 | 150 | 350 | 2025-01-01
215853959 | BLUERIDGE | BMS36HHUYC | BMS36CC | 12 | 21.2 | 10.6 | Yes | Both | 4 | 700 | 900 | 150 | 350 | 2025-01-01
215853960 | BLUERIDGE | BMS48HHUYC | BMS48CC | 10 | 18 | 11 | Yes | Yes | 4 | 700 | 900 | 150 | 350 | 2025-01-01
215853961 | BLUERIDGE | BMS36HHUYC | BMS36HCD | 12 | 17.7 | 11.1 | Yes | Both | 4 | 700 | 900 | 150 | 350 | 2025-01-01
215853962 | BLUERIDGE | BMS48HHUYC | BMS48HCD | 10.4 | 16.7 | 10.8 | Yes | Yes | 4 | 700 | 900 | 150 | 350 | 2025-01-01
215853963 | BLUERIDGE | BMS60HHUYC | BMS60HCD | 10.2 | 15.8 | 10.4 | Yes | Yes | 2 | 500 | 700 | 100 | 300 | 2025-01-01
215853964 | BLUERIDGE | BMS36HHUYC | BMS36FCC | 12 | 20 | 10.8 | Yes | Both | 4 | 700 | 900 | 150 | 350 | 2025-01-01
215853965 | BLUERIDGE | BMS48HHUYC | BMS48FCC | 9.4 | 18.5 | 10.1 | Yes | Yes | 4 | 700 | 900 | 150 | 350 | 2025-01-01
215853966 | BLUERIDGE | BMS60HHUYC | BMS60FCC | 9 | 18 | 10.7 | Yes | Yes | 4 | 700 | 900 | 150 | 350 | 2025-01-01
212360181 | BLUERIDGE | BMX9DIY20C | BMX9DIY20WM | 11.5 | 20 | 9.4 | Yes | No | 3 | 600 | 800 | 150 | 350 | 2025-01-01
211911408 | BLUERIDGE | BMY33HH20C | BMY33HH20WM | 12 | 19.5 | 10 | Yes | Both | 4 | 700 | 900 | 150 | 350 | 2025-01-01
209948201 | BLUERIDGE | BMY60UC2 | BM60MFCC | 9.8 | 19.8 | 9 | No | N/A | 3 | 600 | 800 | 150 | 350 | 2025-01-01
209948202 | BLUERIDGE | BMY3021C | BMY3020WM | 12.2 | 21 | 8.7 | Yes | No | 2 | 500 | 700 | 100 | 300 | 2025-01-01
210191032 | BLUERIDGE | BMY60HHUC | BM60MFCC | 9 | 17.3 | 10.2 | Yes | Yes | 4 | 700 | 900 | 150 | 350 | 2025-01-01
215864286 | Boltic | 87A9KODU | 87A9KIDU | 12.5 | 21.5 | 9 | No | N/A | 3 | 600 | 800 | 150 | 350 | 2025-01-01
215864287 | Boltic | 87A12KODU | 87A12KIDU | 10 | 21.3 | 8.7 | No | N/A | 2 | 500 | 700 | 100 | 300 | 2025-01-01
215864288 | Boltic | 87A18KODU | 87A18KIDU | 11.5 | 20.2 | 9.1 | No | N/A | 3 | 600 | 800 | 150 | 350 | 2025-01-01
215864289 | Boltic | 87A24KODU | 87A24KIDU | 9.6 | 18.5 | 9 | No | N/A | 3 | 600 | 800 | 150 | 350 | 2025-01-01
215864290 | Boltic | 87A36KODU | 87A36KIDU | 9.3 | 19.5 | 9.1 | No | N/A | 3 | 600 | 800 | 150 | 350 | 2025-01-01
217114387 | Bonaire | CRC7000012 O | CRC7000012 I | 12 | 22.5 | 10 | No | N/A | 4 | 700 | 900 | 150 | 350 | 2025-01-01
217114388 | Bonaire | CRC7000018 O | CRC7000018 I | 12 | 20.5 | 9.5 | No | N/A | 3 | 600 | 800 | 150 | 350 | 2025-01-01
217114389 | Bonaire | CRC7000024 O | CRC7000024 I | 12 | 19.5 | 9.5 | No | N/A | 3 | 600 | 800 | 150 | 350 | 2025-01-01
215424773 | BOREAL | MUL18HPJ132OA |  | 11.7 | 18 | 8.1 | Yes | Both | 1 | 400 | 600 | 100 | 300 | 2025-01-01
215424774 | BOREAL | MUL24HPJ132OA |  | 12 | 18 | 8.1 | Yes | Both | 1 | 400 | 600 | 100 | 300 | 2025-01-01
215424775 | BOREAL | MUL30HPJ132OA |  | 12 | 18 | 8.1 | Yes | Both | 1 | 400 | 600 | 100 | 300 | 2025-01-01
215424776 | BOREAL | MUL36HPJ132OA |  | 11.7 | 18 | 8.1 | Yes | Both | 1 | 400 | 600 | 100 | 300 | 2025-01-01
215424777 | BOREAL | MUL42HPJ132OA |  | 12 | 18 | 8.1 | Yes | Both | 1 | 400 | 600 | 100 | 300 | 2025-01-01
205818827 | BOREAL | MBRS42HPJ1OA |  | 10.4 | 21 | 8.6 | No | N/A | 2 | 500 | 700 | 100 | 300 | 2025-01-01
205818828 | BOREAL | MBRS18HPJ1OA |  | 12.5 | 21 | 9 | No | N/A | 3 | 600 | 800 | 150 | 350 | 2025-01-01
205818829 | BOREAL | MBRS24HPJ1OA |  | 11.8 | 21 | 9 | No | N/A | 3 | 600 | 800 | 150 | 350 | 2025-01-01
205818830 | BOREAL | MBRS30HPJ1OA |  | 11.8 | 20 | 8.6 | No | N/A | 2 | 500 | 700 | 100 | 300 | 2025-01-01
205818831 | BOREAL | MBRS36HPJ1OA |  | 11.8 | 21 | 8.6 | No | N/A | 2 | 500 | 700 | 100 | 300 | 2025-01-01
215424768 | BOREAL | MUL18HPJ132OA |  | 12 | 21 | 10 | Yes | Both | 4 | 700 | 900 | 150 | 350 | 2025-01-01
215424769 | BOREAL | MUL24HPJ132OA |  | 13.3 | 21 | 10 | Yes | Both | 4 | 700 | 900 | 150 | 350 | 2025-01-01
215424770 | BOREAL | MUL30HPJ132OA |  | 13.6 | 21 | 10 | Yes | Both | 4 | 700 | 900 | 150 | 350 | 2025-01-01
215424771 | BOREAL | MUL36HPJ132OA |  | 12 | 21 | 10 | Yes | Both | 4 | 700 | 900 | 150 | 350 | 2025-01-01
215424772 | BOREAL | MUL42HPJ132OA |  | 13 | 21 | 10 | Yes | Both | 4 | 700 | 900 | 150 | 350 | 2025-01-01
211174349 | BOREAL | MBRS36HPJ1OE |  | 12 | 21 | 10 | Yes | No | 4 | 700 | 900 | 150 | 350 | 2025-01-01
211174350 | BOREAL | MBRS42HPJ1OE |  | 12 | 21 | 10 | Yes | No | 4 | 700 | 900 | 150 | 350 | 2025-01-01
211174346 | BOREAL | MBRS18HPJ1OE |  | 12 | 21 | 10 | Yes | Both | 4 | 700 | 900 | 150 | 350 | 2025-01-01
211174347 | BOREAL | MBRS24HPJ1OE |  | 12.5 | 21 | 10 | Yes | No | 4 | 700 | 900 | 150 | 350 | 2025-01-01
211174348 | BOREAL | MBRS30HPJ1OE |  | 12.5 | 21 | 10 | Yes | No | 4 | 700 | 900 | 150 | 350 | 2025-01-01
215424778 | BOREAL | MUL18HPJ132OA |  | 11.8 | 19 | 9 | Yes | Both | 3 | 600 | 800 | 150 | 350 | 2025-01-01
215424779 | BOREAL | MUL24HPJ132OA |  | 12.2 | 19 | 9 | Yes | Both | 3 | 600 | 800 | 150 | 350 | 2025-01-01
215424780 | BOREAL | MUL30HPJ132OA |  | 12.2 | 19 | 9 | Yes | Both | 3 | 600 | 800 | 150 | 350 | 2025-01-01
215424781 | BOREAL | MUL36HPJ132OA |  | 11.8 | 19 | 9 | Yes | Both | 3 | 600 | 800 | 150 | 350 | 2025-01-01
215424782 | BOREAL | MUL42HPJ132OA |  | 12.2 | 19 | 9 | Yes | Both | 3 | 600 | 800 | 150 | 350 | 2025-01-01
213829851 | BOREAL | MBRS18HPJ1OE |  | 11.5 | 18.5 | 9 | No | N/A | 3 | 600 | 800 | 150 | 350 | 2025-01-01
213829852 | BOREAL | MBRS24HPJ1OE |  | 11.75 | 18.5 | 9 | No | N/A | 3 | 600 | 800 | 150 | 350 | 2025-01-01
213829853 | BOREAL | MBRS30HPJ1OE |  | 11.75 | 18.5 | 9 | No | N/A | 3 | 600 | 800 | 150 | 350 | 2025-01-01
213829854 | BOREAL | MBRS36HPJ1OE |  | 11.5 | 18.5 | 9 | No | N/A | 3 | 600 | 800 | 150 | 350 | 2025-01-01
213829855 | BOREAL | MBRS42HPJ1OE |  | 11.5 | 18.5 | 9 | No | N/A | 3 | 600 | 800 | 150 | 350 | 2025-01-01
205758352 | BOREAL | BRS09HPL1OA | BRS09HPL1IA | 9.55 | 17 | 8.3 | No | N/A | 1 | 400 | 600 | 100 | 300 | 2025-01-01
204101349 | BOREAL | KON09HPL1OB | KON09HPL1IB | 9.55 | 17 | 8.3 | No | N/A | 1 | 400 | 600 | 100 | 300 | 2025-01-01
202053794 | BOREAL | KON24HPJ1OB | KON24HPJ1IB | 10.95 | 18.5 | 8.5 | No | N/A | 2 | 500 | 700 | 100 | 300 | 2025-01-01
10277684 | BOREAL | EQX09HPJ1OB | EQX09HPJ1IB | 14 | 23 | 8.5 | No | N/A | 2 | 500 | 700 | 100 | 300 | 2025-01-01
10277685 | BOREAL | EQX12HPJ1OB | EQX12HPJ1IB | 12 | 21.5 | 8.5 | No | N/A | 2 | 500 | 700 | 100 | 300 | 2025-01-01
10277686 | BOREAL | EQX18HPJ1OB | EQX18HPJ1IB | 12.5 | 20 | 8.5 | No | N/A | 2 | 500 | 700 | 100 | 300 | 2025-01-01
10277687 | BOREAL | EQX24HPJ1OB | EQX24HPJ1IB | 12.5 | 20 | 8.5 | No | N/A | 2 | 500 | 700 | 100 | 300 | 2025-01-01
215560256 | BOREAL | BRS36HPJ132OA | FSU36HPJ132IA | 12 | 20 | 8.5 | No | N/A | 2 | 500 | 700 | 100 | 300 | 2025-01-01
215560257 | BOREAL | BRS36HPJ132OA | DUC36HPJ132IA | 11.95 | 20 | 8.5 | Yes | Both | 2 | 500 | 700 | 100 | 300 | 2025-01-01
215560258 | BOREAL | BRS36HPJ132OA | CAS36HPJ132IA | 11.95 | 21 | 8.5 | No | N/A | 2 | 500 | 700 | 100 | 300 | 2025-01-01
215560259 | BOREAL | BRS36HPJ132OA | FLR36HPJ132IA | 11.25 | 21 | 8.5 | No | N/A | 2 | 500 | 700 | 100 | 300 | 2025-01-01
215560260 | BOREAL | BRS30HPJ132OA | DUC30HPJ132IA | 11.25 | 18.5 | 8.5 | No | N/A | 2 | 500 | 700 | 100 | 300 | 2025-01-01
215560262 | BOREAL | BRS30HPJ132OA | CAS30HPJ132IA | 11.25 | 22.5 | 8.5 | No | N/A | 2 | 500 | 700 | 100 | 300 | 2025-01-01
215560263 | BOREAL | KUL09HPJ132OA | CAS09HPJ132IA | 15 | 24 | 9.2 | Yes | Both | 3 | 600 | 800 | 150 | 350 | 2025-01-01
215560264 | BOREAL | KUL09HPJ132OA | OWC09HPJ132IA | 13.1 | 22 | 9.5 | Yes | Both | 3 | 600 | 800 | 150 | 350 | 2025-01-01
215560265 | BOREAL | KUL09HPJ132OA | FLR09HPJ132IA | 14.2 | 25 | 9.6 | Yes | Both | 3 | 600 | 800 | 150 | 350 | 2025-01-01
215560266 | BOREAL | KUL09HPJ132OA | CON09HPJ132IA | 15 | 23 | 9.4 | Yes | Both | 3 | 600 | 800 | 150 | 350 | 2025-01-01
215560267 | BOREAL | KUL09HPJ132OA | DUC09HPJ132IA | 14.2 | 22 | 9.2 | Yes | Both | 3 | 600 | 800 | 150 | 350 | 2025-01-01
215560268 | BOREAL | KUL12HPJ132OA | DUC12HPJ132IA | 13 | 21 | 9 | Yes | Both | 3 | 600 | 800 | 150 | 350 | 2025-01-01
215560269 | BOREAL | KUL12HPJ132OA | OWC12HPJ132IA | 13 | 23 | 9 | Yes | Both | 3 | 600 | 800 | 150 | 350 | 2025-01-01
215560270 | BOREAL | KUL12HPJ132OA | CAS12HPJ132IA | 12.3 | 21.5 | 9.5 | Yes | Both | 3 | 600 | 800 | 150 | 350 | 2025-01-01
215560271 | BOREAL | KUL12HPJ132OA | FLR12HPJ132IA | 13 | 23 | 9.5 | Yes | Both | 3 | 600 | 800 | 150 | 350 | 2025-01-01
215560272 | BOREAL | KUL12HPJ132OA | CON12HPJ132IA | 13 | 23 | 9 | Yes | Both | 3 | 600 | 800 | 150 | 350 | 2025-01-01
215560273 | BOREAL | KUL18HPJ132OA | OWC18HPJ132IA | 10.9 | 21.5 | 8.5 | No | N/A | 2 | 500 | 700 | 100 | 300 | 2025-01-01
213829840 | BOREAL | KULA24HPJ1OB | KULA24HPJ1IB | 13.1 | 24.5 | 9.5 | Yes | No | 3 | 600 | 800 | 150 | 350 | 2025-01-01
213829841 | BOREAL | KULA09HPL1OB | KULA09HPL1IB | 14.55 | 27 | 10 | Yes | Both | 4 | 700 | 900 | 150 | 350 | 2025-01-01
213829842 | BOREAL | KULA09HPJ1OB | KULA09HPJ1IB | 14.7 | 25.5 | 10.2 | Yes | Both | 4 | 700 | 900 | 150 | 350 | 2025-01-01
213829843 | BOREAL | KULA12HPJ1OB | KULA12HPJ1IB | 12.5 | 24 | 9 | Yes | Yes | 3 | 600 | 800 | 150 | 350 | 2025-01-01
213829844 | BOREAL | KULA12HPL1OB | KULA12HPL1IB | 12 | 24 | 9 | Yes | Yes | 3 | 600 | 800 | 150 | 350 | 2025-01-01
213829845 | BOREAL | KULA18HPJ1OB | KULA18HPJ1IB | 13 | 23.5 | 9 | Yes | No | 3 | 600 | 800 | 150 | 350 | 2025-01-01
215424783 | BOREAL | KUL09HPL132OA | KUL09HPL132IA | 15 | 27 | 10.5 | Yes | Both | 4 | 700 | 900 | 150 | 350 | 2025-01-01
215424784 | BOREAL | KUL09HPJ132OA | KUL09HPJ132IA | 15 | 26 | 10.4 | Yes | Both | 4 | 700 | 900 | 150 | 350 | 2025-01-01
215424785 | BOREAL | KUL12HPJ132OA | KUL12HPJ132IA | 13 | 24.5 | 9.5 | Yes | Both | 3 | 600 | 800 | 150 | 350 | 2025-01-01
215424786 | BOREAL | KUL12HPL132OA | KUL12HPL132IA | 13 | 24.5 | 9.5 | Yes | Both | 3 | 600 | 800 | 150 | 350 | 2025-01-01
215424787 | BOREAL | KUL18HPJ132OA | KUL18HPJ132IA | 13.65 | 24.5 | 9 | Yes | Both | 3 | 600 | 800 | 150 | 350 | 2025-01-01
215424817 | BOREAL | KUL24HPJ132OA | KUL24HPJ132IA | 13.65 | 26 | 10 | Yes | Both | 4 | 700 | 900 | 150 | 350 | 2025-01-01
215420686 | BOREAL | BRS09HPJ132OA | BRS09HPJ132IA | 12.5 | 20.5 | 8.8 | No | N/A | 2 | 500 | 700 | 100 | 300 | 2025-01-01
215420687 | BOREAL | BRS09HPL132OA | BRS09HPL132IA | 11.9 | 20.5 | 8.8 | No | N/A | 2 | 500 | 700 | 100 | 300 | 2025-01-01
215420688 | BOREAL | BRS36HPJ132OA | BRS36HPJ132IA | 10.6 | 21 | 8.5 | No | N/A | 2 | 500 | 700 | 100 | 300 | 2025-01-01
215420689 | BOREAL | BRS24HPJ132OA | BRS24HPJ132IA | 11.9 | 19 | 8.5 | No | N/A | 2 | 500 | 700 | 100 | 300 | 2025-01-01
215420690 | BOREAL | BRS12HPJ132OA | BRS12HPJ132IA | 9.75 | 19 | 8.5 | No | N/A | 2 | 500 | 700 | 100 | 300 | 2025-01-01
215420691 | BOREAL | BRS12HPL132OA | BRS12HPL132IA | 9.3 | 19 | 8.5 | No | N/A | 2 | 500 | 700 | 100 | 300 | 2025-01-01
215420692 | BOREAL | BRS18HPJ132OA | BRS18HPJ132IA | 12.35 | 20 | 8.5 | No | N/A | 2 | 500 | 700 | 100 | 300 | 2025-01-01
215420693 | BOREAL | BRS30HPJ132OA | BRS30HPJ132IA | 10.9 | 22 | 9 | No | N/A | 3 | 600 | 800 | 150 | 350 | 2025-01-01
215560274 | BOREAL | KUL18HPJ132OA | CAS18HPJ132IA | 10.9 | 21 | 9 | No | N/A | 3 | 600 | 800 | 150 | 350 | 2025-01-01
215560275 | BOREAL | KUL18HPJ132OA | DUC18HPJ132IA | 14 | 22.5 | 9 | No | N/A | 3 | 600 | 800 | 150 | 350 | 2025-01-01
215560276 | BOREAL | KUL18HPJ132OA | DUC21HPJ132IA | 12.6 | 21 | 9 | No | N/A | 3 | 600 | 800 | 150 | 350 | 2025-01-01
215560277 | BOREAL | KUL18HPJ132OA | FLR18HPJ132IA | 12.8 | 21.5 | 9.5 | No | N/A | 3 | 600 | 800 | 150 | 350 | 2025-01-01
215560278 | BOREAL | KUL18HPJ132OA | CON18HPJ132IA | 11.6 | 21.5 | 8.5 | No | N/A | 2 | 500 | 700 | 100 | 300 | 2025-01-01
215560279 | BOREAL | KUL18HPJ132OA | OWC20HPJ132IA | 10.9 | 21.5 | 8.5 | No | N/A | 2 | 500 | 700 | 100 | 300 | 2025-01-01
215560280 | BOREAL | KUL24HPJ132OA | DUC24HPJ132IA | 12.3 | 19.5 | 9 | No | N/A | 3 | 600 | 800 | 150 | 350 | 2025-01-01
215560281 | BOREAL | KUL24HPJ132OA | CAS24HPJ132IA | 11.6 | 22.5 | 9 | No | N/A | 3 | 600 | 800 | 150 | 350 | 2025-01-01
215560282 | BOREAL | KUL24HPJ132OA | FLR24HPJ132IA | 12.6 | 22.5 | 9.5 | No | N/A | 3 | 600 | 800 | 150 | 350 | 2025-01-01
211174330 | BOREAL | 3BRS09HPL1OA | 3BRS09HPL1IA | 11.3 | 19.5 | 8.6 | No | N/A | 2 | 500 | 700 | 100 | 300 | 2025-01-01
211174331 | BOREAL | 3BRS09HPJ1OA | 3BRS09HPJ1IA | 11.3 | 19.5 | 8.8 | No | N/A | 2 | 500 | 700 | 100 | 300 | 2025-01-01
211174332 | BOREAL | 3BRS12HPL1OA | 3BRS12HPL1IA | 8.7 | 17.5 | 8.5 | No | N/A | 2 | 500 | 700 | 100 | 300 | 2025-01-01
211174333 | BOREAL | 3BRS12HPJ1OA | 3BRS12HPJ1IA | 8.7 | 17.5 | 8.5 | No | N/A | 2 | 500 | 700 | 100 | 300 | 2025-01-01
211174334 | BOREAL | 3BRS18HPJ1OA | 3BRS18HPJ1IA | 10.05 | 17.5 | 8.5 | No | N/A | 2 | 500 | 700 | 100 | 300 | 2025-01-01
211174335 | BOREAL | 3BRS24HPJ1OA | 3BRS24HPJ1IA | 11.6 | 18 | 8.5 | No | N/A | 2 | 500 | 700 | 100 | 300 | 2025-01-01
211174336 | BOREAL | 3BRS30HPJ1OA | 3BRS30HPJ1IA | 11.25 | 20 | 8.5 | No | N/A | 2 | 500 | 700 | 100 | 300 | 2025-01-01
211174337 | BOREAL | 3BRS36HPJ1OA | 3BRS36HPJ1IA | 10.5 | 20 | 8.5 | No | N/A | 2 | 500 | 700 | 100 | 300 | 2025-01-01
210404016 | BOREAL | BRS09HPL1OB | BRS09HPL1IB | 10.7 | 18 | 8.5 | No | N/A | 2 | 500 | 700 | 100 | 300 | 2025-01-01
210404017 | BOREAL | BRS12HPL1OB | BRS12HPL1IB | 8.7 | 16.5 | 8.5 | No | N/A | 2 | 500 | 700 | 100 | 300 | 2025-01-01
210404018 | BOREAL | BRS09HPJ1OB | BRS09HPJ1IB | 10.2 | 17.5 | 8.4 | No | N/A | 1 | 400 | 600 | 100 | 300 | 2025-01-01
210404019 | BOREAL | BRS12HPJ1OB | BRS12HPJ1IB | 8.7 | 16.5 | 8.5 | No | N/A | 2 | 500 | 700 | 100 | 300 | 2025-01-01
210404020 | BOREAL | BRS18HPJ1OB | BRS18HPJ1IB | 9.55 | 16 | 8.2 | No | N/A | 1 | 400 | 600 | 100 | 300 | 2025-01-01
210404021 | BOREAL | BRS24HPJ1OB | BRS24HPJ1IB | 11.6 | 18 | 8.5 | No | N/A | 2 | 500 | 700 | 100 | 300 | 2025-01-01
210404022 | BOREAL | BRS30HPJ1OB | BRS30HPJ1IB | 11.25 | 20 | 8.5 | No | N/A | 2 | 500 | 700 | 100 | 300 | 2025-01-01
210404023 | BOREAL | BRS36HPJ1OB | BRS36HPJ1IB | 10.5 | 20 | 8.5 | No | N/A | 2 | 500 | 700 | 100 | 300 | 2025-01-01
215223317 | BOSCH | BMS500-AAM018-1CSXHD |  | 13 | 20 | 10 | Yes | Both | 4 | 700 | 900 | 150 | 350 | 2025-01-01
215223320 | BOSCH | BMS500-AAM027-1CSXHD |  | 12 | 19 | 9.5 | Yes | Both | 3 | 600 | 800 | 150 | 350 | 2025-01-01
215223323 | BOSCH | BMS500-AAM036-1CSXHD |  | 12 | 19.4 | 10.4 | Yes | Both | 4 | 700 | 900 | 150 | 350 | 2025-01-01
215223326 | BOSCH | BMS500-AAM048-1CSXHD |  | 11.7 | 20.4 | 11 | Yes | Both | 4 | 700 | 900 | 150 | 350 | 2025-01-01
215223329 | BOSCH | BMS500-AAM018-1CSXRD |  | 12 | 20 | 10 | Yes | Both | 4 | 700 | 900 | 150 | 350 | 2025-01-01
215223332 | BOSCH | BMS500-AAM027-1CSXRD |  | 12 | 21 | 9 | Yes | Both | 3 | 600 | 800 | 150 | 350 | 2025-01-01
215223338 | BOSCH | BMS500-AAM048-1CSXRD |  | 12 | 20.4 | 10.6 | Yes | Both | 4 | 700 | 900 | 150 | 350 | 2025-01-01
215223335 | BOSCH | BMS500-AAM036-1CSXRD |  | 11.7 | 20 | 9.2 | Yes | Both | 3 | 600 | 800 | 150 | 350 | 2025-01-01
203991173 | BOSCH | BMS500-AAM018-1CSXRA |  | 11.7 | 18.3 | 9 | Yes | No | 3 | 600 | 800 | 150 | 350 | 2025-01-01
203991175 | BOSCH | BMS500-AAM027-1CSXRA |  | 11 | 20 | 8.5 | No | N/A | 2 | 500 | 700 | 100 | 300 | 2025-01-01
203991177 | BOSCH | BMS500-AAM036-1CSXRA |  | 10 | 18.5 | 8.7 | No | N/A | 2 | 500 | 700 | 100 | 300 | 2025-01-01
203991179 | BOSCH | BMS500-AAM048-1CSXRA |  | 10.1 | 18.3 | 9.6 | No | N/A | 3 | 600 | 800 | 150 | 350 | 2025-01-01
203991187 | BOSCH | BMS500-AAM036-1CSXHB |  | 11.7 | 19 | 9.5 | No | N/A | 3 | 600 | 800 | 150 | 350 | 2025-01-01
207760022 | BOSCH | BMS500-AAM018-1CSXRC |  | 12 | 19 | 9.8 | Yes | Both | 3 | 600 | 800 | 150 | 350 | 2025-01-01
207760025 | BOSCH | BMS500-AAM027-1CSXRC |  | 11.7 | 21 | 9.2 | Yes | No | 3 | 600 | 800 | 150 | 350 | 2025-01-01
207760028 | BOSCH | BMS500-AAM036-1CSXRC |  | 11 | 20 | 9.2 | No | N/A | 3 | 600 | 800 | 150 | 350 | 2025-01-01
207760043 | BOSCH | BMS500-AAM048-1CSXHC |  | 11.7 | 20.9 | 9 | Yes | Both | 3 | 600 | 800 | 150 | 350 | 2025-01-01
207760031 | BOSCH | BMS500-AAM048-1CSXRC |  | 10.8 | 20.5 | 9.7 | No | N/A | 3 | 600 | 800 | 150 | 350 | 2025-01-01
207760034 | BOSCH | BMS500-AAM018-1CSXHC |  | 12 | 19 | 9.3 | Yes | Both | 3 | 600 | 800 | 150 | 350 | 2025-01-01
207760037 | BOSCH | BMS500-AAM027-1CSXHC |  | 11.7 | 20 | 9.5 | Yes | Both | 3 | 600 | 800 | 150 | 350 | 2025-01-01
207760040 | BOSCH | BMS500-AAM036-1CSXHC |  | 11.7 | 19 | 10 | Yes | No | 4 | 700 | 900 | 150 | 350 | 2025-01-01
207760039 | BOSCH | BMS500-AAM036-1CSXHC |  | 13.6 | 22.2 | 10.3 | Yes | Both | 4 | 700 | 900 | 150 | 350 | 2025-01-01
207760042 | BOSCH | BMS500-AAM048-1CSXHC |  | 11.7 | 21.8 | 9.8 | Yes | Both | 3 | 600 | 800 | 150 | 350 | 2025-01-01
207760033 | BOSCH | BMS500-AAM018-1CSXHC |  | 12.5 | 22 | 9.8 | Yes | Both | 3 | 600 | 800 | 150 | 350 | 2025-01-01
207760036 | BOSCH | BMS500-AAM027-1CSXHC |  | 12.5 | 23 | 10.6 | Yes | Both | 4 | 700 | 900 | 150 | 350 | 2025-01-01
207760027 | BOSCH | BMS500-AAM036-1CSXRC |  | 11.7 | 23.9 | 9.5 | Yes | No | 3 | 600 | 800 | 150 | 350 | 2025-01-01
207760030 | BOSCH | BMS500-AAM048-1CSXRC |  | 12.5 | 23.4 | 8.7 | Yes | No | 2 | 500 | 700 | 100 | 300 | 2025-01-01
207760021 | BOSCH | BMS500-AAM018-1CSXRC |  | 13.9 | 22.9 | 10.5 | Yes | No | 4 | 700 | 900 | 150 | 350 | 2025-01-01
207760024 | BOSCH | BMS500-AAM027-1CSXRC |  | 12.7 | 24.6 | 9.5 | Yes | No | 3 | 600 | 800 | 150 | 350 | 2025-01-01
203991186 | BOSCH | BMS500-AAM036-1CSXHB |  | 13.5 | 21.5 | 9.5 | Yes | Both | 3 | 600 | 800 | 150 | 350 | 2025-01-01
203991172 | BOSCH | BMS500-AAM018-1CSXRA |  | 12 | 22.4 | 9.1 | Yes | No | 3 | 600 | 800 | 150 | 350 | 2025-01-01
203991183 | BOSCH | BMS500-AAM027-1CSXHB |  | 12.5 | 22 | 9 | Yes | Both | 3 | 600 | 800 | 150 | 350 | 2025-01-01
203991180 | BOSCH | BMS500-AAM018-1CSXHB |  | 12.5 | 21.5 | 9 | Yes | Both | 3 | 600 | 800 | 150 | 350 | 2025-01-01
203991178 | BOSCH | BMS500-AAM048-1CSXRA |  | 12.5 | 23.7 | 8.6 | Yes | No | 2 | 500 | 700 | 100 | 300 | 2025-01-01
203991174 | BOSCH | BMS500-AAM027-1CSXRA |  | 12.5 | 23 | 9.2 | Yes | No | 3 | 600 | 800 | 150 | 350 | 2025-01-01
215223337 | BOSCH | BMS500-AAM048-1CSXRD |  | 12.5 | 24 | 10.3 | Yes | Both | 4 | 700 | 900 | 150 | 350 | 2025-01-01
215223331 | BOSCH | BMS500-AAM027-1CSXRD |  | 13 | 25 | 9.5 | Yes | Both | 3 | 600 | 800 | 150 | 350 | 2025-01-01
215223334 | BOSCH | BMS500-AAM036-1CSXRD |  | 12 | 24 | 9.5 | Yes | Both | 3 | 600 | 800 | 150 | 350 | 2025-01-01
215223325 | BOSCH | BMS500-AAM048-1CSXHD |  | 12 | 23 | 11 | Yes | Both | 4 | 700 | 900 | 150 | 350 | 2025-01-01
215223328 | BOSCH | BMS500-AAM018-1CSXRD |  | 14 | 25.1 | 9.8 | Yes | Both | 3 | 600 | 800 | 150 | 350 | 2025-01-01
215223319 | BOSCH | BMS500-AAM027-1CSXHD |  | 12.5 | 23 | 10.5 | Yes | Both | 4 | 700 | 900 | 150 | 350 | 2025-01-01
215223322 | BOSCH | BMS500-AAM036-1CSXHD |  | 13 | 23 | 10.7 | Yes | Both | 4 | 700 | 900 | 150 | 350 | 2025-01-01
215223316 | BOSCH | BMS500-AAM018-1CSXHD |  | 15 | 25 | 10.4 | Yes | Both | 4 | 700 | 900 | 150 | 350 | 2025-01-01
203991189 | BOSCH | BMS500-AAM027-1CSXRA |  | 11.75 | 21.5 | 8.85 | Yes | No | 2 | 500 | 700 | 100 | 300 | 2025-01-01
203991190 | BOSCH | BMS500-AAM036-1CSXRA |  | 10.75 | 20.5 | 8.85 | No | N/A | 2 | 500 | 700 | 100 | 300 | 2025-01-01
203991191 | BOSCH | BMS500-AAM048-1CSXRA |  | 11.3 | 21 | 9.1 | No | N/A | 3 | 600 | 800 | 150 | 350 | 2025-01-01
215223318 | BOSCH | BMS500-AAM018-1CSXHD |  | 14 | 22.5 | 10.2 | Yes | Both | 4 | 700 | 900 | 150 | 350 | 2025-01-01
215223321 | BOSCH | BMS500-AAM027-1CSXHD |  | 12.25 | 21 | 10 | Yes | Both | 4 | 700 | 900 | 150 | 350 | 2025-01-01
215223327 | BOSCH | BMS500-AAM048-1CSXHD |  | 11.85 | 21.7 | 11 | Yes | Both | 4 | 700 | 900 | 150 | 350 | 2025-01-01
215223324 | BOSCH | BMS500-AAM036-1CSXHD |  | 12.5 | 21.2 | 10.55 | Yes | Both | 4 | 700 | 900 | 150 | 350 | 2025-01-01
215223330 | BOSCH | BMS500-AAM018-1CSXRD |  | 13 | 22.55 | 9.9 | Yes | Both | 3 | 600 | 800 | 150 | 350 | 2025-01-01
215223333 | BOSCH | BMS500-AAM027-1CSXRD |  | 12.5 | 23 | 9.25 | Yes | Both | 3 | 600 | 800 | 150 | 350 | 2025-01-01
215223336 | BOSCH | BMS500-AAM036-1CSXRD |  | 11.85 | 22 | 9.35 | Yes | Both | 3 | 600 | 800 | 150 | 350 | 2025-01-01
215223339 | BOSCH | BMS500-AAM048-1CSXRD |  | 12.25 | 22.2 | 10.45 | Yes | Both | 4 | 700 | 900 | 150 | 350 | 2025-01-01
203991182 | BOSCH | BMS500-AAM018-1CSXHB |  | 11.75 | 19.25 | 8.5 | No | N/A | 2 | 500 | 700 | 100 | 300 | 2025-01-01
203991185 | BOSCH | BMS500-AAM027-1CSXHB |  | 11.75 | 20 | 8.5 | No | N/A | 2 | 500 | 700 | 100 | 300 | 2025-01-01
203991188 | BOSCH | BMS500-AAM018-1CSXRA |  | 11.85 | 20.35 | 9.05 | Yes | No | 3 | 600 | 800 | 150 | 350 | 2025-01-01
203991192 | BOSCH | BMS500-AAM036-1CSXHB |  | 12.6 | 20.25 | 9.5 | No | N/A | 3 | 600 | 800 | 150 | 350 | 2025-01-01
207760023 | BOSCH | BMS500-AAM018-1CSXRC |  | 12.95 | 20.95 | 10.15 | Yes | No | 4 | 700 | 900 | 150 | 350 | 2025-01-01
207760026 | BOSCH | BMS500-AAM027-1CSXRC |  | 12.2 | 22.8 | 9.35 | Yes | No | 3 | 600 | 800 | 150 | 350 | 2025-01-01
207760029 | BOSCH | BMS500-AAM036-1CSXRC |  | 11.35 | 21.95 | 9.35 | No | N/A | 3 | 600 | 800 | 150 | 350 | 2025-01-01
207760038 | BOSCH | BMS500-AAM027-1CSXHC |  | 12.1 | 21.5 | 10.05 | Yes | Both | 4 | 700 | 900 | 150 | 350 | 2025-01-01
207760035 | BOSCH | BMS500-AAM018-1CSXHC |  | 12.25 | 20.5 | 9.55 | Yes | Both | 3 | 600 | 800 | 150 | 350 | 2025-01-01
207760032 | BOSCH | BMS500-AAM048-1CSXRC |  | 11.65 | 21.95 | 9.2 | No | N/A | 3 | 600 | 800 | 150 | 350 | 2025-01-01
207760041 | BOSCH | BMS500-AAM036-1CSXHC |  | 12.65 | 20.6 | 10.15 | Yes | Both | 4 | 700 | 900 | 150 | 350 | 2025-01-01
207760044 | BOSCH | BMS500-AAM048-1CSXHC |  | 11.7 | 21.35 | 9.4 | Yes | Both | 3 | 600 | 800 | 150 | 350 | 2025-01-01
209847262 | BOSCH | BMS500-AAS024-1CSXHB | BMS500-AAU024-1AHCXC | 9.5 | 18 | 10 | No | N/A | 4 | 700 | 900 | 150 | 350 | 2025-01-01
209847263 | BOSCH | BMS500-AAS036-1CSXLB | BMS500-AAU036-1AHCXC | 8.1 | 15.7 | 8.6 | No | N/A | 2 | 500 | 700 | 100 | 300 | 2025-01-01
208650701 | BOSCH | BMS500-AAS012-1CSXRA | BMS500-AAU012-1AHWXC | 11.7 | 19.8 | 8.5 | Yes | Both | 2 | 500 | 700 | 100 | 300 | 2025-01-01
208650707 | BOSCH | BMS500-AAS012-1CSXHB | BMS500-AAU012-1AHWXC | 11.7 | 20.3 | 8.5 | Yes | No | 2 | 500 | 700 | 100 | 300 | 2025-01-01
208650713 | BOSCH | BMS500-AAS024-1CSXRC | BMS500-AAU024-1AHWXB | 11.7 | 21.5 | 8.5 | Yes | No | 2 | 500 | 700 | 100 | 300 | 2025-01-01
208157112 | BOSCH | BMS500-AAS012-0CSXRB | BMS500-AAS012-0AHWXC | 11.3 | 19.8 | 8.5 | No | N/A | 2 | 500 | 700 | 100 | 300 | 2025-01-01
208157116 | BOSCH | BMS500-AAS009-1CSXHC | BMS500-AAU009-1AHWXB | 15.6 | 25 | 11 | Yes | No | 4 | 700 | 900 | 150 | 350 | 2025-01-01
208157117 | BOSCH | BMS500-AAS012-1CSXHC | BMS500-AAU012-1AHWXB | 13.5 | 23.6 | 9.5 | Yes | Both | 3 | 600 | 800 | 150 | 350 | 2025-01-01
208157118 | BOSCH | BMS500-AAS018-1CSXHC | BMS500-AAU018-1AHWXB | 12.5 | 19.4 | 10 | Yes | No | 4 | 700 | 900 | 150 | 350 | 2025-01-01
208157119 | BOSCH | BMS500-AAS024-1CSXHC | BMS500-AAU024-1AHWXB | 11.7 | 18.9 | 10.4 | Yes | Both | 4 | 700 | 900 | 150 | 350 | 2025-01-01
207760045 | BOSCH | BMS500-AAS012-1CSXRC | BMS500-AAU012-1AHCXB | 14 | 22.7 | 10 | Yes | No | 4 | 700 | 900 | 150 | 350 | 2025-01-01
207759988 | BOSCH | BMS500-AAS012-0CSXRC | BMS500-AAS012-0AHWXC | 13 | 23.5 | 10 | Yes | No | 4 | 700 | 900 | 150 | 350 | 2025-01-01
207759989 | BOSCH | BMS500-AAS009-1CSXRC | BMS500-AAU009-1AHWXC | 15 | 25.5 | 12.3 | Yes | Both | 4 | 700 | 900 | 150 | 350 | 2025-01-01
207759990 | BOSCH | BMS500-AAS012-1CSXRC | BMS500-AAU012-1AHWXC | 13.7 | 24.6 | 10.7 | Yes | No | 4 | 700 | 900 | 150 | 350 | 2025-01-01
207759991 | BOSCH | BMS500-AAS018-1CSXRC | BMS500-AAU018-1AHWXC | 12.5 | 23.5 | 10.8 | Yes | No | 4 | 700 | 900 | 150 | 350 | 2025-01-01
207759992 | BOSCH | BMS500-AAS024-1CSXRC | BMS500-AAU024-1AHWXC | 14 | 22 | 10 | Yes | No | 4 | 700 | 900 | 150 | 350 | 2025-01-01
207759993 | BOSCH | BMS500-AAS009-1CSXRC | BMS500-AAU006-1AHWXC | 15.8 | 26.5 | 13.6 | Yes | Both | 4 | 700 | 900 | 150 | 350 | 2025-01-01
207759994 | BOSCH | BMS500-AAS009-1CSXHC | BMS500-AAU009-1AHWXC | 16.2 | 28.1 | 11.5 | Yes | Both | 4 | 700 | 900 | 150 | 350 | 2025-01-01
207759995 | BOSCH | BMS500-AAS012-1CSXHC | BMS500-AAU012-1AHWXC | 14 | 25.5 | 10.4 | Yes | Both | 4 | 700 | 900 | 150 | 350 | 2025-01-01
207759996 | BOSCH | BMS500-AAS018-1CSXHC | BMS500-AAU018-1AHWXC | 12.5 | 21.5 | 11.3 | Yes | Both | 4 | 700 | 900 | 150 | 350 | 2025-01-01
207759997 | BOSCH | BMS500-AAS024-1CSXHC | BMS500-AAU024-1AHWXC | 13 | 21.5 | 11.4 | Yes | Both | 4 | 700 | 900 | 150 | 350 | 2025-01-01
207759998 | BOSCH | BMS500-AAS030-1CSXRC | BMS500-AAU030-1AHWXC | 11.5 | 20.1 | 9 | No | N/A | 3 | 600 | 800 | 150 | 350 | 2025-01-01
207760000 | BOSCH | BMS500-AAS009-1CSXRC | BMS500-AAU009-1AHDXB | 12.5 | 19.2 | 10.2 | Yes | Both | 4 | 700 | 900 | 150 | 350 | 2025-01-01
207760001 | BOSCH | BMS500-AAS009-1CSXHC | BMS500-AAU009-1AHDXB | 13.2 | 20.2 | 12 | Yes | Both | 4 | 700 | 900 | 150 | 350 | 2025-01-01
207760002 | BOSCH | BMS500-AAS012-1CSXRC | BMS500-AAU012-1AHDXB | 11.7 | 19 | 10.3 | Yes | Both | 4 | 700 | 900 | 150 | 350 | 2025-01-01
207760003 | BOSCH | BMS500-AAS012-1CSXHC | BMS500-AAU012-1AHDXB | 11.7 | 19.5 | 10 | Yes | Both | 4 | 700 | 900 | 150 | 350 | 2025-01-01
207760004 | BOSCH | BMS500-AAS018-1CSXRC | BMS500-AAU018-1AHDXB | 12.5 | 20 | 10.6 | Yes | No | 4 | 700 | 900 | 150 | 350 | 2025-01-01
207760005 | BOSCH | BMS500-AAS018-1CSXHC | BMS500-AAU018-1AHDXB | 11.7 | 18 | 9.5 | Yes | Both | 3 | 600 | 800 | 150 | 350 | 2025-01-01
207760006 | BOSCH | BMS500-AAS024-1CSXRC | BMS500-AAU024-1AHDXB | 12.5 | 19 | 11.2 | Yes | Both | 4 | 700 | 900 | 150 | 350 | 2025-01-01
207760008 | BOSCH | BMS500-AAS024-1CSXHC | BMS500-AAU024-1AHDXB | 12 | 19.2 | 10.5 | Yes | Both | 4 | 700 | 900 | 150 | 350 | 2025-01-01
207760009 | BOSCH | BMS500-AAS036-1CSXLC | BMS500-AAU036-1AHDXB | 8.8 | 15.8 | 8.8 | No | N/A | 2 | 500 | 700 | 100 | 300 | 2025-01-01
207760011 | BOSCH | BMS500-AAS060-1CSXLC | BMS500-AAU060-1AHDXB | 10.3 | 17 | 8.4 | No | N/A | 1 | 400 | 600 | 100 | 300 | 2025-01-01
207760012 | BOSCH | BMS500-AAS009-1CSXRC | BMS500-AAU009-1AHCXB | 13 | 20 | 10 | Yes | Both | 4 | 700 | 900 | 150 | 350 | 2025-01-01
207760013 | BOSCH | BMS500-AAS009-1CSXHC | BMS500-AAU009-1AHCXB | 13 | 20.5 | 10.3 | Yes | Both | 4 | 700 | 900 | 150 | 350 | 2025-01-01
207760014 | BOSCH | BMS500-AAS012-1CSXHC | BMS500-AAU012-1AHCXB | 12.7 | 22.3 | 10.2 | Yes | Both | 4 | 700 | 900 | 150 | 350 | 2025-01-01
207760015 | BOSCH | BMS500-AAS018-1CSXRC | BMS500-AAU018-1AHCXB | 12.5 | 20.5 | 10.5 | Yes | No | 4 | 700 | 900 | 150 | 350 | 2025-01-01
207760016 | BOSCH | BMS500-AAS018-1CSXHC | BMS500-AAU018-1AHCXB | 12.5 | 20 | 9.5 | Yes | Both | 3 | 600 | 800 | 150 | 350 | 2025-01-01
207760017 | BOSCH | BMS500-AAS024-1CSXRC | BMS500-AAU024-1AHCXC | 12.5 | 21.5 | 9.7 | Yes | Both | 3 | 600 | 800 | 150 | 350 | 2025-01-01
207760018 | BOSCH | BMS500-AAS024-1CSXHC | BMS500-AAU024-1AHCXC | 11 | 20.5 | 11.5 | Yes | Both | 4 | 700 | 900 | 150 | 350 | 2025-01-01
207760019 | BOSCH | BMS500-AAS036-1CSXLC | BMS500-AAU036-1AHCXC | 9.4 | 19.2 | 8.8 | No | N/A | 2 | 500 | 700 | 100 | 300 | 2025-01-01
207760020 | BOSCH | BMS500-AAS048-1CSXLC | BMS500-AAU048-1AHCXC | 9.5 | 18.5 | 9.8 | No | N/A | 3 | 600 | 800 | 150 | 350 | 2025-01-01
205921394 | BOSCH | BMS500-AAS012-1CSXXA | BMS500-AAU012-1AHWXB | 13.7 | 22.3 | 8.8 | Yes | Both | 2 | 500 | 700 | 100 | 300 | 2025-01-01
204014465 | BOSCH | BMS500-AAS012-1CSXHB | BMS500-AAU012-1AHCXB | 12.5 | 19.5 | 9.3 | Yes | No | 3 | 600 | 800 | 150 | 350 | 2025-01-01
204014466 | BOSCH | BMS500-AAS018-1CSXHB | BMS500-AAU018-1AHCXB | 12.5 | 20 | 9.8 | Yes | No | 3 | 600 | 800 | 150 | 350 | 2025-01-01
204014467 | BOSCH | BMS500-AAS009-1CSXHB | BMS500-AAU009-1AHDXB | 12.1 | 18.5 | 11.5 | Yes | Both | 4 | 700 | 900 | 150 | 350 | 2025-01-01
204014468 | BOSCH | BMS500-AAS012-1CSXHB | BMS500-AAU012-1AHDXB | 11.7 | 19 | 10 | Yes | Both | 4 | 700 | 900 | 150 | 350 | 2025-01-01
204014470 | BOSCH | BMS500-AAS024-1CSXHB | BMS500-AAU024-1AHDXB | 11.7 | 19.2 | 10.5 | Yes | Both | 4 | 700 | 900 | 150 | 350 | 2025-01-01
204014471 | BOSCH | BMS500-AAS018-1CSXXA | BMS500-AAU018-1AHWXB | 13 | 20 | 8.3 | Yes | No | 1 | 400 | 600 | 100 | 300 | 2025-01-01
204014472 | BOSCH | BMS500-AAS018-1CSXXA | BMS500-AAU018-1AHCXB | 12.5 | 20 | 9.1 | Yes | No | 3 | 600 | 800 | 150 | 350 | 2025-01-01
204014473 | BOSCH | BMS500-AAS018-1CSXXA | BMS500-AAU018-1AHDXB | 11.7 | 18.5 | 9.2 | Yes | No | 3 | 600 | 800 | 150 | 350 | 2025-01-01
204014474 | BOSCH | BMS500-AAS024-1CSXXA | BMS500-AAU024-1AHWXB | 13.7 | 19.8 | 9.3 | Yes | No | 3 | 600 | 800 | 150 | 350 | 2025-01-01
204014476 | BOSCH | BMS500-AAS024-1CSXXA | BMS500-AAU024-1AHDXB | 11.7 | 19 | 10 | Yes | Both | 4 | 700 | 900 | 150 | 350 | 2025-01-01
204014477 | BOSCH | BMS500-AAS024-1CSXHB | BMS500-AAU024-1AHCXB | 11 | 20 | 9.6 | No | N/A | 3 | 600 | 800 | 150 | 350 | 2025-01-01
203991147 | BOSCH | BMS500-AAS012-0CSXRB | BMS500-AAS012-0AHWXB | 13 | 21.2 | 8.5 | Yes | No | 2 | 500 | 700 | 100 | 300 | 2025-01-01
203991148 | BOSCH | BMS500-AAS009-1CSXRA | BMS500-AAU009-1AHWXB | 14.9 | 21.8 | 9.3 | Yes | Both | 3 | 600 | 800 | 150 | 350 | 2025-01-01
203991149 | BOSCH | BMS500-AAS012-1CSXRA | BMS500-AAU012-1AHWXB | 13.7 | 22.3 | 8.8 | Yes | Both | 2 | 500 | 700 | 100 | 300 | 2025-01-01
203991150 | BOSCH | BMS500-AAS018-1CSXRA | BMS500-AAU018-1AHWXB | 13 | 20 | 8.3 | Yes | No | 1 | 400 | 600 | 100 | 300 | 2025-01-01
203991151 | BOSCH | BMS500-AAS024-1CSXRA | BMS500-AAU024-1AHWXB | 13.7 | 19.8 | 9.3 | Yes | No | 3 | 600 | 800 | 150 | 350 | 2025-01-01
203991152 | BOSCH | BMS500-AAS009-1CSXHB | BMS500-AAU009-1AHWXB | 14.5 | 23.1 | 9.9 | Yes | No | 3 | 600 | 800 | 150 | 350 | 2025-01-01
203991153 | BOSCH | BMS500-AAS012-1CSXHB | BMS500-AAU012-1AHWXB | 13 | 19.9 | 9.1 | Yes | No | 3 | 600 | 800 | 150 | 350 | 2025-01-01
203991154 | BOSCH | BMS500-AAS018-1CSXHB | BMS500-AAU018-1AHWXB | 12.5 | 19.4 | 8.9 | Yes | No | 2 | 500 | 700 | 100 | 300 | 2025-01-01
203991155 | BOSCH | BMS500-AAS024-1CSXHB | BMS500-AAU024-1AHWXB | 13 | 20 | 9.5 | Yes | No | 3 | 600 | 800 | 150 | 350 | 2025-01-01
203991159 | BOSCH | BMS500-AAS009-1CSXRA | BMS500-AAU009-1AHDXB | 12.1 | 18.7 | 9.8 | Yes | Both | 3 | 600 | 800 | 150 | 350 | 2025-01-01
203991160 | BOSCH | BMS500-AAS012-1CSXRA | BMS500-AAU012-1AHDXB | 11.7 | 19 | 10 | Yes | Both | 4 | 700 | 900 | 150 | 350 | 2025-01-01
203991161 | BOSCH | BMS500-AAS018-1CSXRA | BMS500-AAU018-1AHDXB | 11.7 | 18.5 | 9.2 | Yes | No | 3 | 600 | 800 | 150 | 350 | 2025-01-01
203991162 | BOSCH | BMS500-AAS024-1CSXRA | BMS500-AAU024-1AHDXB | 11.7 | 19 | 10 | Yes | Both | 4 | 700 | 900 | 150 | 350 | 2025-01-01
203991165 | BOSCH | BMS500-AAS060-1CSXLB | BMS500-AAU060-1AHDXB | 9 | 15.4 | 8.4 | No | N/A | 1 | 400 | 600 | 100 | 300 | 2025-01-01
203991168 | BOSCH | BMS500-AAS018-1CSXRA | BMS500-AAU018-1AHCXB | 12.5 | 20 | 9.1 | Yes | No | 3 | 600 | 800 | 150 | 350 | 2025-01-01
203991170 | BOSCH | BMS500-AAS036-1CSXLB | BMS500-AAU036-1AHCXB | 9 | 17.5 | 9.3 | No | N/A | 3 | 600 | 800 | 150 | 350 | 2025-01-01
203991171 | BOSCH | BMS500-AAS048-1CSXLB | BMS500-AAU048-1AHCXB | 9.5 | 16.8 | 9 | No | N/A | 3 | 600 | 800 | 150 | 350 | 2025-01-01
204014464 | BOSCH | BMS500-AAS009-1CSXHB | BMS500-AAU009-1AHCXB | 13 | 20 | 9.4 | Yes | No | 3 | 600 | 800 | 150 | 350 | 2025-01-01
215871204 | BOSCH | BMS500-AAS009-1CSXRD | BMS500-AAU006-1AHWXD | 14.9 | 26 | 12.5 | Yes | Both | 4 | 700 | 900 | 150 | 350 | 2025-01-01
215374898 | BOSCH | BMS500-AAS012-0CSXRD | BMS500-AAS012-0AHWXD* | 13 | 23.4 | 9.5 | Yes | No | 3 | 600 | 800 | 150 | 350 | 2025-01-01
215223278 | BOSCH | BMS500-AAS009-1CSXHD | BMS500-AAU009-1AHWXD | 15.4 | 27.4 | 12.5 | Yes | Both | 4 | 700 | 900 | 150 | 350 | 2025-01-01
215223279 | BOSCH | BMS500-AAS009-1CSXHD | BMS500-AAU009-1AHZXD | 14.6 | 24 | 12.1 | Yes | Both | 4 | 700 | 900 | 150 | 350 | 2025-01-01
215223280 | BOSCH | BMS500-AAS009-1CSXHD | BMS500-AAU009-1AHCXD | 14 | 22.6 | 12.1 | Yes | Both | 4 | 700 | 900 | 150 | 350 | 2025-01-01
215223281 | BOSCH | BMS500-AAS009-1CSXHD | BMS500-AAU009-1AHDXD | 13.4 | 21.4 | 12.5 | Yes | Both | 4 | 700 | 900 | 150 | 350 | 2025-01-01
215223282 | BOSCH | BMS500-AAS012-1CSXHD | BMS500-AAU012-1AHWXD | 13.4 | 25.4 | 10.5 | Yes | Both | 4 | 700 | 900 | 150 | 350 | 2025-01-01
215223283 | BOSCH | BMS500-AAS012-1CSXHD | BMS500-AAU012-1AHZXD | 13 | 23 | 10 | Yes | Both | 4 | 700 | 900 | 150 | 350 | 2025-01-01
215223284 | BOSCH | BMS500-AAS012-1CSXHD | BMS500-AAU012-1AHCXD | 12.5 | 22.2 | 11.6 | Yes | Both | 4 | 700 | 900 | 150 | 350 | 2025-01-01
215223285 | BOSCH | BMS500-AAS012-1CSXHD | BMS500-AAU012-1AHDXD | 12 | 20 | 10 | Yes | Both | 4 | 700 | 900 | 150 | 350 | 2025-01-01
215223286 | BOSCH | BMS500-AAS018-1CSXHD | BMS500-AAU018-1AHWXD | 12.5 | 21.4 | 11 | Yes | Both | 4 | 700 | 900 | 150 | 350 | 2025-01-01
215223287 | BOSCH | BMS500-AAS018-1CSXHD | BMS500-AAU018-1AHZXD | 12.5 | 20.6 | 12.2 | Yes | Both | 4 | 700 | 900 | 150 | 350 | 2025-01-01
215223288 | BOSCH | BMS500-AAS018-1CSXHD | BMS500-AAU018-1AHCXD | 12.5 | 20 | 12.3 | Yes | Both | 4 | 700 | 900 | 150 | 350 | 2025-01-01
215223289 | BOSCH | BMS500-AAS018-1CSXHD | BMS500-AAU018-1AHDXD | 12 | 18 | 10.5 | Yes | Both | 4 | 700 | 900 | 150 | 350 | 2025-01-01
215223290 | BOSCH | BMS500-AAS024-1CSXHD | BMS500-AAU024-1AHWXD | 13 | 21 | 13.5 | Yes | Both | 4 | 700 | 900 | 150 | 350 | 2025-01-01
215223291 | BOSCH | BMS500-AAS024-1CSXHD | BMS500-AAU024-1AHDXD | 12 | 19 | 11.7 | Yes | Both | 4 | 700 | 900 | 150 | 350 | 2025-01-01
215223292 | BOSCH | BMS500-AAS024-1CSXHD | BMS500-AAU024-1AHCXD | 12 | 20.7 | 11.6 | Yes | Both | 4 | 700 | 900 | 150 | 350 | 2025-01-01
215223294 | BOSCH | BMS500-AAS009-1CSXRD | BMS500-AAU009-1AHWXD | 14.9 | 25.8 | 12.5 | Yes | Both | 4 | 700 | 900 | 150 | 350 | 2025-01-01
215223295 | BOSCH | BMS500-AAS009-1CSXRD | BMS500-AAU009-1AHZXD | 14.4 | 22.1 | 11.8 | Yes | Both | 4 | 700 | 900 | 150 | 350 | 2025-01-01
215223296 | BOSCH | BMS500-AAS009-1CSXRD | BMS500-AAU009-1AHCXD | 14.3 | 21.6 | 11.3 | Yes | Both | 4 | 700 | 900 | 150 | 350 | 2025-01-01
215223297 | BOSCH | BMS500-AAS009-1CSXRD | BMS500-AAU009-1AHDXD | 12.8 | 19.5 | 11 | Yes | Both | 4 | 700 | 900 | 150 | 350 | 2025-01-01
215223298 | BOSCH | BMS500-AAS012-1CSXRD | BMS500-AAU012-1AHWXD | 13 | 25.5 | 10.6 | Yes | Both | 4 | 700 | 900 | 150 | 350 | 2025-01-01
215223299 | BOSCH | BMS500-AAS012-1CSXRD | BMS500-AAU012-1AHZXD | 12.3 | 22.1 | 10 | Yes | Both | 4 | 700 | 900 | 150 | 350 | 2025-01-01
215223300 | BOSCH | BMS500-AAS012-1CSXRD | BMS500-AAU012-1AHCXD | 12.5 | 21.1 | 10.4 | Yes | Both | 4 | 700 | 900 | 150 | 350 | 2025-01-01
215223301 | BOSCH | BMS500-AAS012-1CSXRD | BMS500-AAU012-1AHDXD | 11.7 | 19 | 10.2 | Yes | Both | 4 | 700 | 900 | 150 | 350 | 2025-01-01
215223302 | BOSCH | BMS500-AAS018-1CSXRD | BMS500-AAU018-1AHWXD | 12.7 | 23.5 | 10.8 | Yes | Both | 4 | 700 | 900 | 150 | 350 | 2025-01-01
215223303 | BOSCH | BMS500-AAS018-1CSXRD | BMS500-AAU018-1AHZXD | 12.5 | 22.2 | 12.2 | Yes | Both | 4 | 700 | 900 | 150 | 350 | 2025-01-01
215223304 | BOSCH | BMS500-AAS018-1CSXRD | BMS500-AAU018-1AHCXD | 12.5 | 20.7 | 11.4 | Yes | Both | 4 | 700 | 900 | 150 | 350 | 2025-01-01
215223305 | BOSCH | BMS500-AAS018-1CSXRD | BMS500-AAU018-1AHDXD | 12.5 | 20 | 10.5 | Yes | Both | 4 | 700 | 900 | 150 | 350 | 2025-01-01
215223306 | BOSCH | BMS500-AAS024-1CSXRD | BMS500-AAU024-1AHWXD | 14 | 23 | 11.7 | Yes | Both | 4 | 700 | 900 | 150 | 350 | 2025-01-01
215223307 | BOSCH | BMS500-AAS024-1CSXRD | BMS500-AAU024-1AHCXD | 12 | 22 | 10.5 | Yes | Both | 4 | 700 | 900 | 150 | 350 | 2025-01-01
215223308 | BOSCH | BMS500-AAS024-1CSXRD | BMS500-AAU024-1AHDXD | 12.5 | 19 | 11 | Yes | Both | 4 | 700 | 900 | 150 | 350 | 2025-01-01
215223309 | BOSCH | BMS500-AAS030-1CSXRD | BMS500-AAU030-1AHWXD | 12 | 20.5 | 9.5 | Yes | No | 3 | 600 | 800 | 150 | 350 | 2025-01-01
215223310 | BOSCH | BMS500-AAS036-1CSXRD | BMS500-AAU036-1AHWXD | 8.6 | 19 | 8.5 | No | N/A | 2 | 500 | 700 | 100 | 300 | 2025-01-01
215223311 | BOSCH | BMS500-AAS036-1CSXLD | BMS500-AAU036-1AHCXD | 9.6 | 20 | 10.3 | Yes | Yes | 4 | 700 | 900 | 150 | 350 | 2025-01-01
215223312 | BOSCH | BMS500-AAS036-1CSXLD | BMS500-AAU036-1AHDXD | 10.1 | 18.7 | 10.2 | No | N/A | 4 | 700 | 900 | 150 | 350 | 2025-01-01
215223313 | BOSCH | BMS500-AAS048-1CSXLD | BMS500-AAU048-1AHCXD | 9.5 | 19 | 9.9 | Yes | Yes | 3 | 600 | 800 | 150 | 350 | 2025-01-01
215223314 | BOSCH | BMS500-AAS048-1CSXLD | BMS500-AAU048-1AHDXD | 10 | 17.1 | 9.8 | Yes | Yes | 3 | 600 | 800 | 150 | 350 | 2025-01-01
215223315 | BOSCH | BMS500-AAS060-1CSXLD | BMS500-AAU060-1AHDXD | 10 | 17 | 9.7 | No | N/A | 3 | 600 | 800 | 150 | 350 | 2025-01-01
217166234 | BOSTON AC | BAH12HC25X2/454O | BAH12HC25X2/454I | 14 | 25 | 10.5 | No | N/A | 4 | 700 | 900 | 150 | 350 | 2025-01-01
217166235 | BOSTON AC | BAH18HC24X2/454O | BAH18HC24X2/454I | 12.5 | 23.5 | 10 | No | N/A | 4 | 700 | 900 | 150 | 350 | 2025-01-01
214720279 | BOSTON AC | BA12HCT22X1O | BA12HCT22X1I | 12.5 | 22 | 9 | No | N/A | 3 | 600 | 800 | 150 | 350 | 2025-01-01
214720280 | BOSTON AC | BA12HCT23X2O | BA12HCT23X2I | 13 | 23 | 9.5 | No | N/A | 3 | 600 | 800 | 150 | 350 | 2025-01-01
214720281 | BOSTON AC | BA18HCT22X2O | BA18HCT22X2I | 13 | 22 | 9 | No | N/A | 3 | 600 | 800 | 150 | 350 | 2025-01-01
214796635 | BOSTON AC | BA09HCT23X1O | BA09HCT23X1I | 12.5 | 23 | 9 | No | N/A | 3 | 600 | 800 | 150 | 350 | 2025-01-01
214796636 | BOSTON AC | BA09HCT23X2O | BA09HCT23X2I | 12.5 | 22 | 9 | No | N/A | 3 | 600 | 800 | 150 | 350 | 2025-01-01
214796637 | BOSTON AC | BA24HCT20X2O | BA24HCT20X2I | 12.5 | 20 | 9 | No | N/A | 3 | 600 | 800 | 150 | 350 | 2025-01-01
216604795 | Bravo | BRV-R12LS-115VO | BRV-R12W-115VI | 9.5 | 17 | 9.5 | No | N/A | 3 | 600 | 800 | 150 | 350 | 2025-01-01
216604796 | Bravo | BRV-R12LS-230VO | BRV-R12W-230VI | 9.5 | 17 | 8.3 | No | N/A | 1 | 400 | 600 | 100 | 300 | 2025-01-01
216604797 | Bravo | BRV-R18LS-230VO | BRV-R18W-230VI | 9.5 | 17 | 8.5 | No | N/A | 2 | 500 | 700 | 100 | 300 | 2025-01-01
216604798 | Bravo | BRV-R24LS-230VO | BRV-R24W-230VI | 9.5 | 17 | 9.5 | No | N/A | 3 | 600 | 800 | 150 | 350 | 2025-01-01
216604799 | Bravo | BRV-R36LS-230VO | BRV-R36W-230VI | 9.5 | 17 | 8.5 | No | N/A | 2 | 500 | 700 | 100 | 300 | 2025-01-01
214609237 | Bravo | BRV-18LS-230VO | BRV-18W-230VI | 8.5 | 17 | 8.5 | No | N/A | 2 | 500 | 700 | 100 | 300 | 2025-01-01
204711136 | Breeze33 | BZ33-HYP36HP4Z2 |  | 11.7 | 19 | 9.5 | No | N/A | 3 | 600 | 800 | 150 | 350 | 2025-01-01
215449788 | Breeze33 | BZ33-HP183Z2-454-G3-P |  | 12 | 20 | 10 | Yes | Both | 4 | 700 | 900 | 150 | 350 | 2025-01-01
215449791 | Breeze33 | BZ33-HP274Z2-454-G3-P |  | 12 | 21 | 9 | Yes | Both | 3 | 600 | 800 | 150 | 350 | 2025-01-01
215449794 | Breeze33 | BZ33-HP365Z2-454-G3-P |  | 11.7 | 20 | 9.2 | Yes | Both | 3 | 600 | 800 | 150 | 350 | 2025-01-01
215449797 | Breeze33 | BZ33-HP486Z2-454-G3-P |  | 12 | 20.4 | 10.6 | Yes | Both | 4 | 700 | 900 | 150 | 350 | 2025-01-01
215449800 | Breeze33 | BZ33-HYP183Z2-454-G3-P |  | 13 | 20 | 10 | Yes | Both | 4 | 700 | 900 | 150 | 350 | 2025-01-01
215449803 | Breeze33 | BZ33-HYP274Z2-454-G3-P |  | 12 | 19 | 9.5 | Yes | Both | 3 | 600 | 800 | 150 | 350 | 2025-01-01
215449806 | Breeze33 | BZ33-HYP365Z2-454-G3-P |  | 12 | 19.4 | 10.4 | Yes | Both | 4 | 700 | 900 | 150 | 350 | 2025-01-01
215449809 | Breeze33 | BZ33-HYP486Z2-454-G3-P |  | 11.7 | 20.4 | 11 | Yes | Both | 4 | 700 | 900 | 150 | 350 | 2025-01-01
215449812 | Breeze33 | BZ33-HYP556Z2-454-G3-P |  | 11.7 | 20 | 10.7 | Yes | Both | 4 | 700 | 900 | 150 | 350 | 2025-01-01
204707603 | Breeze33 | BZ33-HP182Z2 |  | 11.7 | 18.3 | 9 | Yes | No | 3 | 600 | 800 | 150 | 350 | 2025-01-01
204707604 | Breeze33 | BZ33-HP273Z2 |  | 11 | 20 | 8.5 | No | N/A | 2 | 500 | 700 | 100 | 300 | 2025-01-01
204707605 | Breeze33 | BZ33-HP364Z2 |  | 10 | 18.5 | 8.7 | No | N/A | 2 | 500 | 700 | 100 | 300 | 2025-01-01
204707606 | Breeze33 | BZ33-HP485Z2 |  | 10.1 | 18.3 | 9.6 | No | N/A | 3 | 600 | 800 | 150 | 350 | 2025-01-01
205470438 | Breeze33 | BZ33-HP273Z2-P |  | 11 | 20 | 8.5 | No | N/A | 2 | 500 | 700 | 100 | 300 | 2025-01-01
205470441 | Breeze33 | BZ33-HP364Z2-P |  | 10 | 18.5 | 8.7 | No | N/A | 2 | 500 | 700 | 100 | 300 | 2025-01-01
207862108 | Breeze33 | BZ33-HYP485Z2-G2-P |  | 11.7 | 20.9 | 9 | Yes | Both | 3 | 600 | 800 | 150 | 350 | 2025-01-01
207862087 | Breeze33 | BZ33-HP182Z2-G2-P |  | 12 | 19 | 9.8 | Yes | Both | 3 | 600 | 800 | 150 | 350 | 2025-01-01
207862090 | Breeze33 | BZ33-HP273Z2-G2-P |  | 11.7 | 21 | 9.2 | Yes | No | 3 | 600 | 800 | 150 | 350 | 2025-01-01
207862093 | Breeze33 | BZ33-HP364Z2-G2-P |  | 11 | 20 | 9.2 | No | N/A | 3 | 600 | 800 | 150 | 350 | 2025-01-01
207862096 | Breeze33 | BZ33-HP485Z2-G2-P |  | 10.8 | 20.5 | 9.7 | No | N/A | 3 | 600 | 800 | 150 | 350 | 2025-01-01
207862099 | Breeze33 | BZ33-HYP182Z2-G2-P |  | 12 | 19 | 9.3 | Yes | Both | 3 | 600 | 800 | 150 | 350 | 2025-01-01
207862102 | Breeze33 | BZ33-HYP273Z2-G2-P |  | 11.7 | 20 | 9.5 | Yes | Both | 3 | 600 | 800 | 150 | 350 | 2025-01-01
207862105 | Breeze33 | BZ33-HYP364Z2-G2-P |  | 11.7 | 19 | 10 | Yes | No | 4 | 700 | 900 | 150 | 350 | 2025-01-01
207862104 | Breeze33 | BZ33-HYP364Z2-G2-P |  | 13.6 | 22.2 | 10.3 | Yes | Both | 4 | 700 | 900 | 150 | 350 | 2025-01-01
207862107 | Breeze33 | BZ33-HYP485Z2-G2-P |  | 11.7 | 21.8 | 9.8 | Yes | Both | 3 | 600 | 800 | 150 | 350 | 2025-01-01
207862098 | Breeze33 | BZ33-HYP182Z2-G2-P |  | 12.5 | 22 | 9.8 | Yes | Both | 3 | 600 | 800 | 150 | 350 | 2025-01-01
207862101 | Breeze33 | BZ33-HYP273Z2-G2-P |  | 12.5 | 23 | 10.6 | Yes | Both | 4 | 700 | 900 | 150 | 350 | 2025-01-01
207862092 | Breeze33 | BZ33-HP364Z2-G2-P |  | 11.7 | 23.9 | 9.5 | Yes | No | 3 | 600 | 800 | 150 | 350 | 2025-01-01
207862095 | Breeze33 | BZ33-HP485Z2-G2-P |  | 12.5 | 23.4 | 8.7 | Yes | No | 2 | 500 | 700 | 100 | 300 | 2025-01-01
207862086 | Breeze33 | BZ33-HP182Z2-G2-P |  | 13.9 | 22.9 | 10.5 | Yes | No | 4 | 700 | 900 | 150 | 350 | 2025-01-01
207862089 | Breeze33 | BZ33-HP273Z2-G2-P |  | 12.7 | 24.6 | 9.5 | Yes | No | 3 | 600 | 800 | 150 | 350 | 2025-01-01
205470446 | Breeze33 | BZ33-HYP18HP2Z2-P |  | 12.5 | 21.5 | 9 | Yes | Both | 3 | 600 | 800 | 150 | 350 | 2025-01-01
205470449 | Breeze33 | BZ33-HYP27HP3Z2-P |  | 12.5 | 22 | 9 | Yes | Both | 3 | 600 | 800 | 150 | 350 | 2025-01-01
205470440 | Breeze33 | BZ33-HP364Z2-P |  | 11.5 | 22.5 | 9 | No | N/A | 3 | 600 | 800 | 150 | 350 | 2025-01-01
205470437 | Breeze33 | BZ33-HP273Z2-P |  | 12.5 | 23 | 9.2 | Yes | No | 3 | 600 | 800 | 150 | 350 | 2025-01-01
204711128 | Breeze33 | BZ33-HYP18HP2Z2 |  | 12.5 | 21.5 | 9 | Yes | Both | 3 | 600 | 800 | 150 | 350 | 2025-01-01
204711129 | Breeze33 | BZ33-HYP27HP3Z2 |  | 12.5 | 22 | 9 | Yes | Both | 3 | 600 | 800 | 150 | 350 | 2025-01-01
204279000 | Breeze33 | BZ33-HP182Z2 |  | 12 | 22.4 | 9.1 | Yes | No | 3 | 600 | 800 | 150 | 350 | 2025-01-01
204279001 | Breeze33 | BZ33-HP273Z2 |  | 12.5 | 23 | 9.2 | Yes | No | 3 | 600 | 800 | 150 | 350 | 2025-01-01
204279003 | Breeze33 | BZ33-HP485Z2 |  | 12.5 | 23.7 | 8.6 | Yes | No | 2 | 500 | 700 | 100 | 300 | 2025-01-01
215449811 | Breeze33 | BZ33-HYP556Z2-454-G3-P |  | 12 | 22.2 | 10.5 | Yes | Both | 4 | 700 | 900 | 150 | 350 | 2025-01-01
215449805 | Breeze33 | BZ33-HYP365Z2-454-G3-P |  | 13 | 23 | 10.7 | Yes | Both | 4 | 700 | 900 | 150 | 350 | 2025-01-01
215449808 | Breeze33 | BZ33-HYP486Z2-454-G3-P |  | 12 | 23 | 11 | Yes | Both | 4 | 700 | 900 | 150 | 350 | 2025-01-01
215449799 | Breeze33 | BZ33-HYP183Z2-454-G3-P |  | 15 | 25 | 10.4 | Yes | Both | 4 | 700 | 900 | 150 | 350 | 2025-01-01
215449802 | Breeze33 | BZ33-HYP274Z2-454-G3-P |  | 12.5 | 23 | 10.5 | Yes | Both | 4 | 700 | 900 | 150 | 350 | 2025-01-01
215449793 | Breeze33 | BZ33-HP365Z2-454-G3-P |  | 12 | 24 | 9.5 | Yes | Both | 3 | 600 | 800 | 150 | 350 | 2025-01-01
215449796 | Breeze33 | BZ33-HP486Z2-454-G3-P |  | 12.5 | 24 | 10.3 | Yes | Both | 4 | 700 | 900 | 150 | 350 | 2025-01-01
215449787 | Breeze33 | BZ33-HP183Z2-454-G3-P |  | 14 | 25.1 | 9.8 | Yes | Both | 3 | 600 | 800 | 150 | 350 | 2025-01-01
215449790 | Breeze33 | BZ33-HP274Z2-454-G3-P |  | 13 | 25 | 9.5 | Yes | Both | 3 | 600 | 800 | 150 | 350 | 2025-01-01
204711130 | Breeze33 | BZ33-HYP36HP4Z2 |  | 13.5 | 21.5 | 9.5 | Yes | Both | 3 | 600 | 800 | 150 | 350 | 2025-01-01
204711131 | Breeze33 | BZ33-HYP18HP2Z2 |  | 11.75 | 19.25 | 8.5 | No | N/A | 2 | 500 | 700 | 100 | 300 | 2025-01-01
204711132 | Breeze33 | BZ33-HYP27HP3Z2 |  | 11.75 | 20 | 8.5 | No | N/A | 2 | 500 | 700 | 100 | 300 | 2025-01-01
204711133 | Breeze33 | BZ33-HYP36HP4Z2 |  | 12.6 | 20.25 | 9.5 | No | N/A | 3 | 600 | 800 | 150 | 350 | 2025-01-01
215449789 | Breeze33 | BZ33-HP183Z2-454-G3-P |  | 13 | 22.55 | 9.9 | Yes | Both | 3 | 600 | 800 | 150 | 350 | 2025-01-01
215449798 | Breeze33 | BZ33-HP486Z2-454-G3-P |  | 12.25 | 22.2 | 10.45 | Yes | Both | 4 | 700 | 900 | 150 | 350 | 2025-01-01
215449795 | Breeze33 | BZ33-HP365Z2-454-G3-P |  | 11.85 | 22 | 9.35 | Yes | Both | 3 | 600 | 800 | 150 | 350 | 2025-01-01
215449792 | Breeze33 | BZ33-HP274Z2-454-G3-P |  | 12.5 | 23 | 9.25 | Yes | Both | 3 | 600 | 800 | 150 | 350 | 2025-01-01
215449801 | Breeze33 | BZ33-HYP183Z2-454-G3-P |  | 14 | 22.5 | 10.2 | Yes | Both | 4 | 700 | 900 | 150 | 350 | 2025-01-01
215449807 | Breeze33 | BZ33-HYP365Z2-454-G3-P |  | 12.5 | 21.2 | 10.55 | Yes | Both | 4 | 700 | 900 | 150 | 350 | 2025-01-01
215449804 | Breeze33 | BZ33-HYP274Z2-454-G3-P |  | 12.25 | 21 | 10 | Yes | Both | 4 | 700 | 900 | 150 | 350 | 2025-01-01
215449810 | Breeze33 | BZ33-HYP486Z2-454-G3-P |  | 11.85 | 21.7 | 11 | Yes | Both | 4 | 700 | 900 | 150 | 350 | 2025-01-01
215449813 | Breeze33 | BZ33-HYP556Z2-454-G3-P |  | 11.85 | 21.1 | 10.6 | Yes | Both | 4 | 700 | 900 | 150 | 350 | 2025-01-01
204707607 | Breeze33 | BZ33-HP182Z2 |  | 11.85 | 20.35 | 9.05 | Yes | No | 3 | 600 | 800 | 150 | 350 | 2025-01-01
204707608 | Breeze33 | BZ33-HP485Z2 |  | 11.3 | 21 | 9.1 | No | N/A | 3 | 600 | 800 | 150 | 350 | 2025-01-01
204707609 | Breeze33 | BZ33-HP273Z2 |  | 11.75 | 21.5 | 8.85 | Yes | No | 2 | 500 | 700 | 100 | 300 | 2025-01-01
204707610 | Breeze33 | BZ33-HP364Z2 |  | 10.75 | 20.5 | 8.85 | No | N/A | 2 | 500 | 700 | 100 | 300 | 2025-01-01
205470442 | Breeze33 | BZ33-HP364Z2-P |  | 10.75 | 20.5 | 8.85 | No | N/A | 2 | 500 | 700 | 100 | 300 | 2025-01-01
205470448 | Breeze33 | BZ33-HYP18HP2Z2-P |  | 11.75 | 19.25 | 8.5 | No | N/A | 2 | 500 | 700 | 100 | 300 | 2025-01-01
205470451 | Breeze33 | BZ33-HYP27HP3Z2-P |  | 11.75 | 20 | 8.5 | No | N/A | 2 | 500 | 700 | 100 | 300 | 2025-01-01
207862088 | Breeze33 | BZ33-HP182Z2-G2-P |  | 12.95 | 20.95 | 10.15 | Yes | No | 4 | 700 | 900 | 150 | 350 | 2025-01-01
207862094 | Breeze33 | BZ33-HP364Z2-G2-P |  | 11.35 | 21.95 | 9.35 | No | N/A | 3 | 600 | 800 | 150 | 350 | 2025-01-01
207862091 | Breeze33 | BZ33-HP273Z2-G2-P |  | 12.2 | 22.8 | 9.35 | Yes | No | 3 | 600 | 800 | 150 | 350 | 2025-01-01
207862097 | Breeze33 | BZ33-HP485Z2-G2-P |  | 11.65 | 21.95 | 9.2 | No | N/A | 3 | 600 | 800 | 150 | 350 | 2025-01-01
207862100 | Breeze33 | BZ33-HYP182Z2-G2-P |  | 12.25 | 20.5 | 9.55 | Yes | Both | 3 | 600 | 800 | 150 | 350 | 2025-01-01
207862106 | Breeze33 | BZ33-HYP364Z2-G2-P |  | 12.65 | 20.6 | 10.15 | Yes | Both | 4 | 700 | 900 | 150 | 350 | 2025-01-01
207862103 | Breeze33 | BZ33-HYP273Z2-G2-P |  | 12.1 | 21.5 | 10.05 | Yes | Both | 4 | 700 | 900 | 150 | 350 | 2025-01-01
207862109 | Breeze33 | BZ33-HYP485Z2-G2-P |  | 11.7 | 21.35 | 9.4 | Yes | Both | 3 | 600 | 800 | 150 | 350 | 2025-01-01
215449740 | Breeze33 | BZ33-HP12OUT1-454-G3-C | BZ33-HP12WALL1-454-G3-C | 10.1 | 21.2 | 8.7 | No | N/A | 2 | 500 | 700 | 100 | 300 | 2025-01-01
215449741 | Breeze33 | BZ33-HP18OUT2-454-G3-C | BZ33-HP18WALL2-454-G3-C | 10.8 | 19.2 | 9.6 | No | N/A | 3 | 600 | 800 | 150 | 350 | 2025-01-01
215449742 | Breeze33 | BZ33-HP30OUT2-454-G3-C | BZ33-HP30WALL2-454-G3-C | 11 | 20 | 9.2 | No | N/A | 3 | 600 | 800 | 150 | 350 | 2025-01-01
215449767 | Breeze33 | BZ33-HYP36OUT2-454-G3-P | BZ33-CASS36-454-G3-P | 12 | 21.2 | 10.6 | Yes | Both | 4 | 700 | 900 | 150 | 350 | 2025-01-01
215449768 | Breeze33 | BZ33-HYP48OUT2-454-G3-P | BZ33-CASS48-454-G3-P | 10 | 18.2 | 11 | Yes | Yes | 4 | 700 | 900 | 150 | 350 | 2025-01-01
215449769 | Breeze33 | BZ33-HYP06OUT2-454-G3-P | BZ33-OWCASS06-454-G3-P | 15 | 22 | 12 | Yes | Both | 4 | 700 | 900 | 150 | 350 | 2025-01-01
215449771 | Breeze33 | BZ33-HYP12OUT2-454-G3-P | BZ33-OWCASS12-454-G3-P | 13 | 23 | 10 | Yes | Both | 4 | 700 | 900 | 150 | 350 | 2025-01-01
215449772 | Breeze33 | BZ33-HYP09OUT2-454-G3-P | BZ33-DIDU9-454-G3-P | 13.4 | 21.4 | 12.5 | Yes | Both | 4 | 700 | 900 | 150 | 350 | 2025-01-01
215449773 | Breeze33 | BZ33-HYP12OUT2-454-G3-P | BZ33-DIDU12-454-G3-P | 12 | 20 | 10 | Yes | Both | 4 | 700 | 900 | 150 | 350 | 2025-01-01
215449775 | Breeze33 | BZ33-HYP24OUT2-454-G3-P | BZ33-DIDU24-454-G3-P | 12 | 19 | 11.7 | Yes | Both | 4 | 700 | 900 | 150 | 350 | 2025-01-01
215449776 | Breeze33 | BZ33-HYP36OUT2-454-G3-P | BZ33-DIDU36-454-G3-P | 12 | 17.7 | 11.1 | Yes | Both | 4 | 700 | 900 | 150 | 350 | 2025-01-01
215449777 | Breeze33 | BZ33-HYP48OUT2-454-G3-P | BZ33-DIDU48-454-G3-P | 10.4 | 16.7 | 10.8 | Yes | Yes | 4 | 700 | 900 | 150 | 350 | 2025-01-01
215449779 | Breeze33 | BZ33-HYP09OUT2-454-G3-P | BZ33-ICM09-454-G3-P | 15.1 | 27.2 | 10.9 | Yes | Both | 4 | 700 | 900 | 150 | 350 | 2025-01-01
215449780 | Breeze33 | BZ33-HYP12OUT2-454-G3-P | BZ33-ICM12-454-G3-P | 12.5 | 25 | 10.5 | Yes | Both | 4 | 700 | 900 | 150 | 350 | 2025-01-01
215449781 | Breeze33 | BZ33-HYP18OUT2-454-G3-P | BZ33-ICM16-454-G3-P | 12.5 | 20 | 10.3 | Yes | Both | 4 | 700 | 900 | 150 | 350 | 2025-01-01
215449783 | Breeze33 | BZ33-HYP24OUT2-454-G3-P | BZ33-IFCM24-454-G3-P | 12 | 20.4 | 12.1 | Yes | Both | 4 | 700 | 900 | 150 | 350 | 2025-01-01
215449784 | Breeze33 | BZ33-HYP36OUT2-454-G3-P | BZ33-IFCM36-454-G3-P | 12 | 20 | 10.8 | Yes | Both | 4 | 700 | 900 | 150 | 350 | 2025-01-01
215449785 | Breeze33 | BZ33-HYP48OUT2-454-G3-P | BZ33-IFCM48-454-G3-P | 9.4 | 18.5 | 10.1 | Yes | Yes | 4 | 700 | 900 | 150 | 350 | 2025-01-01
207862063 | Breeze33 | BZ33-HP09OUT1-G2-C | BZ33-HP09WALL1-G2-C | 12.5 | 21.5 | 9 | Yes | No | 3 | 600 | 800 | 150 | 350 | 2025-01-01
207862064 | Breeze33 | BZ33-HP12OUT1-G2-C | BZ33-HP12WALL1-G2-C | 10.3 | 20.8 | 8.7 | No | N/A | 2 | 500 | 700 | 100 | 300 | 2025-01-01
207862065 | Breeze33 | BZ33-HP18OUT2-G2-C | BZ33-HP18WALL2-G2-C | 10.5 | 19 | 8.7 | No | N/A | 2 | 500 | 700 | 100 | 300 | 2025-01-01
207862066 | Breeze33 | BZ33-HP24OUT2-G2-C | BZ33-HP24WALL2-G2-C | 9 | 18 | 8.6 | No | N/A | 2 | 500 | 700 | 100 | 300 | 2025-01-01
207862067 | Breeze33 | BZ33-HP30OUT2-G2-C | BZ33-HP30WALL2-G2-C | 10.5 | 18.6 | 8.7 | No | N/A | 2 | 500 | 700 | 100 | 300 | 2025-01-01
207862068 | Breeze33 | BZ33-HP36OUT2-G2-C | BZ33-HP36WALL2-G2-C | 8.5 | 17.5 | 8.7 | No | N/A | 2 | 500 | 700 | 100 | 300 | 2025-01-01
207862069 | Breeze33 | BZ33-HYP06OUT2-G2-P | BZ33-HYP06WALL2-G2-P | 15.8 | 26.5 | 13.6 | Yes | Both | 4 | 700 | 900 | 150 | 350 | 2025-01-01
207862070 | Breeze33 | BZ33-HYP09OUT2-G2-P | BZ33-HYP09WALL2-G2-P | 16.2 | 28.1 | 11.5 | Yes | Both | 4 | 700 | 900 | 150 | 350 | 2025-01-01
207862071 | Breeze33 | BZ33-HYP12OUT2-G2-P | BZ33-HYP12WALL2-G2-P | 14 | 25.5 | 10.4 | Yes | Both | 4 | 700 | 900 | 150 | 350 | 2025-01-01
207862072 | Breeze33 | BZ33-HYP18OUT2-G2-P | BZ33-HYP18WALL2-G2-P | 12.5 | 21.5 | 11.3 | Yes | Both | 4 | 700 | 900 | 150 | 350 | 2025-01-01
207862073 | Breeze33 | BZ33-HYP24OUT2-G2-P | BZ33-HYP24WALL2-G2-P | 13 | 21.5 | 11.4 | Yes | Both | 4 | 700 | 900 | 150 | 350 | 2025-01-01
207862074 | Breeze33 | BZ33-HP30OUT2-G2-C | BZ33-HYP30WALL2-G2-P | 11.5 | 20 | 9.2 | No | N/A | 3 | 600 | 800 | 150 | 350 | 2025-01-01
207862076 | Breeze33 | BZ33-HYP09OUT2-G2-P | BZ33-CASS09-P | 13 | 20.5 | 10.3 | Yes | Both | 4 | 700 | 900 | 150 | 350 | 2025-01-01
207862077 | Breeze33 | BZ33-HYP12OUT2-G2-P | BZ33-CASS12-P | 12.7 | 22.3 | 10.2 | Yes | Both | 4 | 700 | 900 | 150 | 350 | 2025-01-01
207862078 | Breeze33 | BZ33-HYP24OUT2-G2-P | BZ33-CASS24-G2-P | 11 | 20.5 | 11.5 | Yes | Both | 4 | 700 | 900 | 150 | 350 | 2025-01-01
207862079 | Breeze33 | BZ33-HYP09OUT2-G2-P | BZ33-DIDU9-P | 13.2 | 20.2 | 12 | Yes | Both | 4 | 700 | 900 | 150 | 350 | 2025-01-01
207862080 | Breeze33 | BZ33-HYP12OUT2-G2-P | BZ33-DIDU12-P | 11.7 | 19.5 | 10 | Yes | Both | 4 | 700 | 900 | 150 | 350 | 2025-01-01
207862081 | Breeze33 | BZ33-HYP18OUT2-G2-P | BZ33-DIDU18-P | 11.7 | 18 | 9.5 | Yes | Both | 3 | 600 | 800 | 150 | 350 | 2025-01-01
207862082 | Breeze33 | BZ33-HYP12OUT2-G2-P | BZ33-ICM12-G2-P | 13 | 23.6 | 10 | Yes | Both | 4 | 700 | 900 | 150 | 350 | 2025-01-01
207862083 | Breeze33 | BZ33-HYP18OUT2-G2-P | BZ33-IFMU18-P | 12.5 | 20.5 | 9.8 | Yes | Both | 3 | 600 | 800 | 150 | 350 | 2025-01-01
207862084 | Breeze33 | BZ33-HYP24OUT2-G2-P | BZ33-IFMU24-G2-P | 11.7 | 20.5 | 11 | Yes | Both | 4 | 700 | 900 | 150 | 350 | 2025-01-01
207862085 | Breeze33 | BZ33-HYP18OUT2-G2-P | BZ33-CASS18-P | 12.5 | 20 | 9.5 | Yes | Both | 3 | 600 | 800 | 150 | 350 | 2025-01-01
207505676 | Breeze33 | BZ33-HYP12HPOUT2 | BZ33-ICM12-G2-P | 12.5 | 19.4 | 9.4 | Yes | No | 3 | 600 | 800 | 150 | 350 | 2025-01-01
205470416 | Breeze33 | BZ33-HP09OUT1-C | BZ33-HP09WALL1-C | 11.5 | 18.9 | 8.1 | No | N/A | 1 | 400 | 600 | 100 | 300 | 2025-01-01
205470417 | Breeze33 | BZ33-HP12OUT1-C | BZ33-HP12WALL1-C | 10.5 | 19 | 8.3 | No | N/A | 1 | 400 | 600 | 100 | 300 | 2025-01-01
205470418 | Breeze33 | BZ33-HP18OUT2-C | BZ33-HP18WALL2-C | 11 | 18.7 | 8.1 | No | N/A | 1 | 400 | 600 | 100 | 300 | 2025-01-01
205470421 | Breeze33 | BZ33-HYP09HPOUT2-P | BZ33-HYP09WALL2-P | 14.5 | 23.1 | 9.9 | Yes | No | 3 | 600 | 800 | 150 | 350 | 2025-01-01
205470422 | Breeze33 | BZ33-HYP12HPOUT2-P | BZ33-HYP12WALL2-P | 13 | 19.9 | 9.1 | Yes | No | 3 | 600 | 800 | 150 | 350 | 2025-01-01
205470423 | Breeze33 | BZ33-HYP18HPOUT2-P | BZ33-HYP18WALL2-P | 12.5 | 19.4 | 8.9 | Yes | No | 2 | 500 | 700 | 100 | 300 | 2025-01-01
205470424 | Breeze33 | BZ33-HYP24HPOUT2-P | BZ33-HYP24WALL2-P | 13 | 20 | 9.5 | Yes | No | 3 | 600 | 800 | 150 | 350 | 2025-01-01
205470425 | Breeze33 | BZ33-HYP09HPOUT2-P | BZ33-CASS09-P | 13 | 20 | 9.4 | Yes | No | 3 | 600 | 800 | 150 | 350 | 2025-01-01
205470426 | Breeze33 | BZ33-HYP12HPOUT2-P | BZ33-CASS12-P | 12.5 | 19.5 | 9.3 | Yes | No | 3 | 600 | 800 | 150 | 350 | 2025-01-01
205470427 | Breeze33 | BZ33-HYP18HPOUT2-P | BZ33-CASS18-P | 12.5 | 20 | 9.8 | Yes | No | 3 | 600 | 800 | 150 | 350 | 2025-01-01
205470428 | Breeze33 | BZ33-HYP24HPOUT2-P | BZ33-CASS24-P | 11 | 20 | 9.6 | No | N/A | 3 | 600 | 800 | 150 | 350 | 2025-01-01
205470429 | Breeze33 | BZ33-HYP09HPOUT2-P | BZ33-DIDU9-P | 12.1 | 18.5 | 11.5 | Yes | Both | 4 | 700 | 900 | 150 | 350 | 2025-01-01
205470430 | Breeze33 | BZ33-HYP12HPOUT2-P | BZ33-DIDU12-P | 11.7 | 19 | 10 | Yes | Both | 4 | 700 | 900 | 150 | 350 | 2025-01-01
205470432 | Breeze33 | BZ33-HYP12HPOUT2-P | BZ33-ICM12-P | 12.5 | 19.4 | 9.4 | Yes | No | 3 | 600 | 800 | 150 | 350 | 2025-01-01
205470433 | Breeze33 | BZ33-HYP18HPOUT2-P | BZ33-IFMU18-P | 12.5 | 19.9 | 9.9 | Yes | No | 3 | 600 | 800 | 150 | 350 | 2025-01-01
204030296 | Breeze33 | BZ33-HYP09HPOUT2 | BZ33-HYP09WALL2 | 14.5 | 23.1 | 9.9 | Yes | No | 3 | 600 | 800 | 150 | 350 | 2025-01-01
204030297 | Breeze33 | BZ33-HYP12HPOUT2 | BZ33-HYP12WALL2 | 13 | 19.9 | 9.1 | Yes | No | 3 | 600 | 800 | 150 | 350 | 2025-01-01
204030298 | Breeze33 | BZ33-HYP18HPOUT2 | BZ33-HYP18WALL2 | 12.5 | 19.4 | 8.9 | Yes | No | 2 | 500 | 700 | 100 | 300 | 2025-01-01
204030299 | Breeze33 | BZ33-HYP24HPOUT2 | BZ33-HYP24WALL2 | 13 | 20 | 9.5 | Yes | No | 3 | 600 | 800 | 150 | 350 | 2025-01-01
204030300 | Breeze33 | BZ33-HYP09HPOUT2 | BZ33-CASS09 | 13 | 20 | 9.4 | Yes | No | 3 | 600 | 800 | 150 | 350 | 2025-01-01
204030301 | Breeze33 | BZ33-HYP12HPOUT2 | BZ33-CASS12 | 12.5 | 19.5 | 9.3 | Yes | No | 3 | 600 | 800 | 150 | 350 | 2025-01-01
204030302 | Breeze33 | BZ33-HYP18HPOUT2 | BZ33-CASS18 | 12.5 | 20 | 9.8 | Yes | No | 3 | 600 | 800 | 150 | 350 | 2025-01-01
204030303 | Breeze33 | BZ33-HYP09HPOUT2 | BZ33-DIDU9 | 12.1 | 18.5 | 11.5 | Yes | Both | 4 | 700 | 900 | 150 | 350 | 2025-01-01
204030304 | Breeze33 | BZ33-HYP12HPOUT2 | BZ33-DIDU12 | 11.7 | 19 | 10 | Yes | Both | 4 | 700 | 900 | 150 | 350 | 2025-01-01
204030306 | Breeze33 | BZ33-HYP12HPOUT2 | BZ33-ICM12 | 12.5 | 19.4 | 9.4 | Yes | No | 3 | 600 | 800 | 150 | 350 | 2025-01-01
204030307 | Breeze33 | BZ33-HYP18HPOUT2 | BZ33-IFMU18 | 12.5 | 19.9 | 9.9 | Yes | No | 3 | 600 | 800 | 150 | 350 | 2025-01-01
204030312 | Breeze33 | BZ33-HP09OUT1 | BZ33-HP09WALL1 | 11.5 | 18.9 | 8.1 | No | N/A | 1 | 400 | 600 | 100 | 300 | 2025-01-01
204030313 | Breeze33 | BZ33-HP12OUT1 | BZ33-HP12WALL1 | 10.5 | 19 | 8.3 | No | N/A | 1 | 400 | 600 | 100 | 300 | 2025-01-01
204030314 | Breeze33 | BZ33-HP18OUT2 | BZ33-HP18WALL2 | 11 | 18.7 | 8.1 | No | N/A | 1 | 400 | 600 | 100 | 300 | 2025-01-01
204030317 | Breeze33 | BZ33-HYP24HPOUT2 | BZ33-CASS24 | 11 | 20 | 9.6 | No | N/A | 3 | 600 | 800 | 150 | 350 | 2025-01-01
215449763 | Breeze33 | BZ33-HYP09OUT2-454-G3-P | BZ33-CASS09-454-G3-P | 14 | 22.6 | 12.1 | Yes | Both | 4 | 700 | 900 | 150 | 350 | 2025-01-01
215449764 | Breeze33 | BZ33-HYP12OUT2-454-G3-P | BZ33-CASS12-454-G3-P | 12.5 | 22.2 | 11.6 | Yes | Both | 4 | 700 | 900 | 150 | 350 | 2025-01-01
215449765 | Breeze33 | BZ33-HYP18OUT2-454-G3-P | BZ33-CASS18-454-G3-P | 12.5 | 20 | 12.3 | Yes | Both | 4 | 700 | 900 | 150 | 350 | 2025-01-01
215449743 | Breeze33 | BZ33-HP36OUT2-454-G3-C | BZ33-HP36WALL2-454-G3-C | 9 | 18 | 8.5 | No | N/A | 2 | 500 | 700 | 100 | 300 | 2025-01-01
215449755 | Breeze33 | BZ33-HP09OUT1-454-G3-C | BZ33-HP09WALL1-454-G3-C | 12.5 | 21.5 | 9 | Yes | No | 3 | 600 | 800 | 150 | 350 | 2025-01-01
215449756 | Breeze33 | BZ33-HP24OUT2-454-G3-C | BZ33-HP24WALL2-454-G3-C | 10 | 18.7 | 9.3 | Yes | Yes | 3 | 600 | 800 | 150 | 350 | 2025-01-01
215449757 | Breeze33 | BZ33-HYP06OUT2-454-G3-P | BZ33-HYP06WALL2-454-G3-P | 18 | 25.5 | 14.8 | Yes | Both | 4 | 700 | 900 | 150 | 350 | 2025-01-01
215449758 | Breeze33 | BZ33-HYP09OUT2-454-G3-P | BZ33-HYP09WALL2-454-G3-P | 15.4 | 27.4 | 12.5 | Yes | Both | 4 | 700 | 900 | 150 | 350 | 2025-01-01
215449759 | Breeze33 | BZ33-HYP12OUT2-454-G3-P | BZ33-HYP12WALL2-454-G3-P | 13.4 | 25.4 | 10.5 | Yes | Both | 4 | 700 | 900 | 150 | 350 | 2025-01-01
215449760 | Breeze33 | BZ33-HYP18OUT2-454-G3-P | BZ33-HYP18WALL2-454-G3-P | 12.5 | 21.4 | 11 | Yes | Both | 4 | 700 | 900 | 150 | 350 | 2025-01-01
215449761 | Breeze33 | BZ33-HYP24OUT2-454-G3-P | BZ33-HYP24WALL2-454-G3-P | 13 | 21 | 13.5 | Yes | Both | 4 | 700 | 900 | 150 | 350 | 2025-01-01
215449762 | Breeze33 | BZ33-HYP33OUT2-454-G3-P | BZ33-HYP33WALL2-454-G3-P | 12 | 19.5 | 10.5 | Yes | Both | 4 | 700 | 900 | 150 | 350 | 2025-01-01
215449766 | Breeze33 | BZ33-HYP24OUT2-454-G3-P | BZ33-CASS24-454-G3-P | 12 | 20.7 | 11.6 | Yes | Both | 4 | 700 | 900 | 150 | 350 | 2025-01-01
215449770 | Breeze33 | BZ33-HYP09OUT2-454-G3-P | BZ33-OWCASS09-454-G3-P | 14.6 | 24 | 12.1 | Yes | Both | 4 | 700 | 900 | 150 | 350 | 2025-01-01
215449774 | Breeze33 | BZ33-HYP18OUT2-454-G3-P | BZ33-DIDU18-454-G3-P | 12 | 18 | 10.5 | Yes | Both | 4 | 700 | 900 | 150 | 350 | 2025-01-01
215449778 | Breeze33 | BZ33-HYP55OUT2-454-G3-P | BZ33-DIDU60-454-G3-P | 10.2 | 15.8 | 10.4 | Yes | Yes | 2 | 500 | 700 | 100 | 300 | 2025-01-01
215449782 | Breeze33 | BZ33-HYP18OUT2-454-G3-P | BZ33-IFCM18-454-G3-P | 12.5 | 20.4 | 10.3 | Yes | Both | 4 | 700 | 900 | 150 | 350 | 2025-01-01
215449786 | Breeze33 | BZ33-HYP55OUT2-454-G3-P | BZ33-IFCM60-454-G3-P | 9 | 18 | 10.7 | Yes | Yes | 4 | 700 | 900 | 150 | 350 | 2025-01-01
215338137 | Breeze33 | BZ33-HYP36OUT2-G2-P | BZ33-IFMU36-G2-P | 8.8 | 17.6 | 10 | Yes | Yes | 4 | 700 | 900 | 150 | 350 | 2025-01-01
215338139 | Breeze33 | BZ33-HYP48OUT2-G2-P | BZ33-IFMU48-G2-P | 8.2 | 17 | 9.8 | Yes | Yes | 3 | 600 | 800 | 150 | 350 | 2025-01-01
215338140 | Breeze33 | BZ33-HYP36OUT2-G2-P | BZ33-DIDU36-P | 9 | 16.5 | 11 | Yes | Yes | 4 | 700 | 900 | 150 | 350 | 2025-01-01
215338142 | Breeze33 | BZ33-HYP36OUT2-G2-P | BZ33-CASS36-G2-P | 9.5 | 19.4 | 10.5 | Yes | Yes | 4 | 700 | 900 | 150 | 350 | 2025-01-01
215338144 | Breeze33 | BZ33-HYP48OUT2-G2-P | BZ33-CASS48-G2-P | 8.3 | 16.8 | 10.7 | Yes | Yes | 4 | 700 | 900 | 150 | 350 | 2025-01-01
212361762 | Breeze33 | BZ33-HYP33OUT2-G2-P | BZ33-HYP33OUT2-G2-P | 12 | 19.5 | 10 | Yes | Both | 4 | 700 | 900 | 150 | 350 | 2025-01-01
211257122 | Breeze33 | BZ33-HYP09OUT2-G2-P | BZ33-OWCASS09-G2-P | 13 | 24 | 12.4 | Yes | Both | 4 | 700 | 900 | 150 | 350 | 2025-01-01
211273235 | Breeze33 | BZ33-HYP12OUT2-G2-P | BZ33-OWCASS12-G2-P | 13 | 23 | 10 | Yes | Both | 4 | 700 | 900 | 150 | 350 | 2025-01-01
211273236 | Breeze33 | BZ33-HYP18OUT2-G2-P | BZ33-OWCASS18-G2-P | 12.5 | 19.8 | 11.2 | Yes | Both | 4 | 700 | 900 | 150 | 350 | 2025-01-01
211277582 | Breeze33 | HSZ9H424ZMO | SCA9H424ZMI | 13 | 24 | 12.4 | Yes | Both | 4 | 700 | 900 | 150 | 350 | 2025-01-01
211277583 | Breeze33 | HSZ9H424ZMO | D9H424ZMI | 13.2 | 20.2 | 12 | Yes | Both | 4 | 700 | 900 | 150 | 350 | 2025-01-01
211277584 | Breeze33 | HSZ12H424ZMO | CA12H424ZMI | 12.7 | 22.3 | 10.2 | Yes | Both | 4 | 700 | 900 | 150 | 350 | 2025-01-01
211277585 | Breeze33 | HSZ12H424ZMO | SCA12H424ZMI | 13 | 23 | 10 | Yes | Both | 4 | 700 | 900 | 150 | 350 | 2025-01-01
211277586 | Breeze33 | HSZ12H424ZMO | D12H424ZMI | 11.7 | 19.5 | 10 | Yes | Both | 4 | 700 | 900 | 150 | 350 | 2025-01-01
211277587 | Breeze33 | HSZ12H424ZMO | C12H424ZMI | 13.3 | 24.2 | 10.7 | Yes | Both | 4 | 700 | 900 | 150 | 350 | 2025-01-01
211277588 | Breeze33 | HSZ18H424ZMO | CA18H424ZMI | 12.5 | 20 | 9.5 | Yes | Both | 3 | 600 | 800 | 150 | 350 | 2025-01-01
211277589 | Breeze33 | HSZ18H424ZMO | SCA18H424ZMI | 12.5 | 19.8 | 11.2 | Yes | Both | 4 | 700 | 900 | 150 | 350 | 2025-01-01
211277590 | Breeze33 | HSZ18H424ZMO | D18H424ZMI | 11.7 | 18 | 9.5 | Yes | Both | 3 | 600 | 800 | 150 | 350 | 2025-01-01
211277591 | Breeze33 | HSZ18H424ZMO | C18H424ZMI | 11 | 20.2 | 8.9 | Yes | Both | 2 | 500 | 700 | 100 | 300 | 2025-01-01
211277592 | Breeze33 | HSZ18H424ZMO | FC18H424ZMI | 12.5 | 20.5 | 9.8 | Yes | Both | 3 | 600 | 800 | 150 | 350 | 2025-01-01
211277593 | Breeze33 | HSZ24H424ZMO | CA24H424ZMI | 11 | 20.5 | 11.5 | Yes | Both | 4 | 700 | 900 | 150 | 350 | 2025-01-01
211277594 | Breeze33 | HSZ24H424ZMO | D24H424ZMI | 12 | 19.2 | 10.5 | Yes | Both | 4 | 700 | 900 | 150 | 350 | 2025-01-01
211277595 | Breeze33 | HSZ24H424ZMO | FC24H424ZMI | 11.7 | 20.5 | 11 | Yes | Both | 4 | 700 | 900 | 150 | 350 | 2025-01-01
213160422 | BRYANT | 38VMB036HDS3-1* |  | 11.7 | 17.3 | 9.1 | Yes | No | 3 | 600 | 800 | 150 | 350 | 2025-01-01
213160433 | BRYANT | 38VMB048HDS3-1* |  | 9 | 16 | 8.5 | No | N/A | 2 | 500 | 700 | 100 | 300 | 2025-01-01
215357107 | BRYANT | 37MGHAQ18CA3 |  | 13 | 20 | 10 | Yes | Both | 4 | 700 | 900 | 150 | 350 | 2025-01-01
215357110 | BRYANT | 37MGHAQ24DA3 |  | 13 | 20 | 9.5 | Yes | Both | 3 | 600 | 800 | 150 | 350 | 2025-01-01
215357116 | BRYANT | 37MGHAQ30EA3 |  | 12.5 | 19.5 | 10.5 | Yes | Both | 4 | 700 | 900 | 150 | 350 | 2025-01-01
215357119 | BRYANT | 37MGHAQ36EA3 |  | 12 | 19.5 | 10.5 | Yes | Both | 4 | 700 | 900 | 150 | 350 | 2025-01-01
215357153 | BRYANT | 37MGRAQ30EA3 |  | 12 | 21 | 9.5 | Yes | Both | 3 | 600 | 800 | 150 | 350 | 2025-01-01
215357159 | BRYANT | 37MGRAQ36EA3 |  | 11.7 | 20 | 9.2 | Yes | Both | 3 | 600 | 800 | 150 | 350 | 2025-01-01
215357166 | BRYANT | 37MGRAQ48FA3 |  | 12 | 20.5 | 10.6 | Yes | Both | 4 | 700 | 900 | 150 | 350 | 2025-01-01
215357173 | BRYANT | 37MGRAQ55FA3 |  | 10 | 18 | 9.3 | No | N/A | 3 | 600 | 800 | 150 | 350 | 2025-01-01
215357122 | BRYANT | 37MGHAQ48FA3 |  | 11.7 | 20.5 | 11 | Yes | Both | 4 | 700 | 900 | 150 | 350 | 2025-01-01
215357126 | BRYANT | 37MGHAQ55FA3 |  | 11.7 | 20.2 | 10.7 | Yes | Both | 4 | 700 | 900 | 150 | 350 | 2025-01-01
215357133 | BRYANT | 37MGRAQ18CA3 |  | 12 | 20 | 10 | Yes | Both | 4 | 700 | 900 | 150 | 350 | 2025-01-01
215357140 | BRYANT | 37MGRAQ24DA3 |  | 12.5 | 21 | 9.5 | Yes | Both | 3 | 600 | 800 | 150 | 350 | 2025-01-01
202345970 | BRYANT | 38MGRQ18B--3 |  | 11.7 | 18.3 | 9 | Yes | No | 3 | 600 | 800 | 150 | 350 | 2025-01-01
202345973 | BRYANT | 38MGRQ36D--3 |  | 11.7 | 19 | 9.5 | No | N/A | 3 | 600 | 800 | 150 | 350 | 2025-01-01
202345974 | BRYANT | 38MGRQ48E--3 |  | 10.1 | 18.3 | 9.6 | No | N/A | 3 | 600 | 800 | 150 | 350 | 2025-01-01
204711113 | BRYANT | 38MGRQ30D--3 |  | 10 | 18.5 | 8.7 | No | N/A | 2 | 500 | 700 | 100 | 300 | 2025-01-01
204707614 | BRYANT | 38MGRQ24C--3 |  | 11 | 20 | 8.5 | No | N/A | 2 | 500 | 700 | 100 | 300 | 2025-01-01
207642898 | BRYANT | 38MGRBQ18BA3 |  | 12 | 19 | 9.8 | Yes | Both | 3 | 600 | 800 | 150 | 350 | 2025-01-01
207642901 | BRYANT | 38MGHBQ24CA3 |  | 12.5 | 21.3 | 9.7 | Yes | Both | 3 | 600 | 800 | 150 | 350 | 2025-01-01
207642904 | BRYANT | 38MGHBQ30DA3 |  | 12 | 20 | 9.2 | Yes | No | 3 | 600 | 800 | 150 | 350 | 2025-01-01
207642907 | BRYANT | 38MGRBQ36DA3 |  | 11 | 20 | 9.2 | No | N/A | 3 | 600 | 800 | 150 | 350 | 2025-01-01
207642910 | BRYANT | 38MGHBQ48EA3 |  | 11.7 | 20.9 | 9 | Yes | Both | 3 | 600 | 800 | 150 | 350 | 2025-01-01
207642913 | BRYANT | 38MGHBQ36DA3 |  | 11.7 | 19 | 10 | Yes | No | 4 | 700 | 900 | 150 | 350 | 2025-01-01
207642916 | BRYANT | 38MGRBQ48EA3 |  | 10.8 | 20.5 | 9.7 | No | N/A | 3 | 600 | 800 | 150 | 350 | 2025-01-01
217022355 | BRYANT | 37VMB036HDS3-1 |  | 12 | 17.8 | 9.6 | Yes | Both | 3 | 600 | 800 | 150 | 350 | 2025-01-01
217022356 | BRYANT | 37VMB048HDS3-1 |  | 11.7 | 17.6 | 10 | Yes | Both | 4 | 700 | 900 | 150 | 350 | 2025-01-01
217022357 | BRYANT | 37VMB060HDS3-1 |  | 9 | 17 | 9.2 | Yes | Yes | 3 | 600 | 800 | 150 | 350 | 2025-01-01
217022358 | BRYANT | 37VMB036HDS3-1 |  | 13.3 | 20 | 10.1 | Yes | Both | 4 | 700 | 900 | 150 | 350 | 2025-01-01
217022359 | BRYANT | 37VMB048HDS3-1 |  | 11.7 | 20 | 10.1 | Yes | Both | 4 | 700 | 900 | 150 | 350 | 2025-01-01
217022360 | BRYANT | 37VMB060HDS3-1 |  | 9.5 | 19.5 | 10.1 | Yes | Yes | 4 | 700 | 900 | 150 | 350 | 2025-01-01
207642912 | BRYANT | 38MGHBQ36DA3 |  | 13.6 | 22.2 | 10.3 | Yes | Both | 4 | 700 | 900 | 150 | 350 | 2025-01-01
207642915 | BRYANT | 38MGRBQ48EA3 |  | 12.5 | 23.4 | 8.7 | Yes | No | 2 | 500 | 700 | 100 | 300 | 2025-01-01
207642906 | BRYANT | 38MGRBQ36DA3 |  | 11.7 | 23.9 | 9.5 | Yes | No | 3 | 600 | 800 | 150 | 350 | 2025-01-01
207642909 | BRYANT | 38MGHBQ48EA3 |  | 11.7 | 21.8 | 9.8 | Yes | Both | 3 | 600 | 800 | 150 | 350 | 2025-01-01
207642900 | BRYANT | 38MGHBQ24CA3 |  | 13.4 | 24.6 | 10 | Yes | Both | 4 | 700 | 900 | 150 | 350 | 2025-01-01
207642903 | BRYANT | 38MGHBQ30DA3 |  | 13 | 26 | 9.8 | Yes | Both | 3 | 600 | 800 | 150 | 350 | 2025-01-01
207642897 | BRYANT | 38MGRBQ18BA3 |  | 13.9 | 22.9 | 10.5 | Yes | No | 4 | 700 | 900 | 150 | 350 | 2025-01-01
216765587 | BRYANT | 37MTRAQ18CA3 |  | 11.7 | 18.5 | 9.2 | Yes | Both | 3 | 600 | 800 | 150 | 350 | 2025-01-01
216765588 | BRYANT | 37MTRAQ27DA3 |  | 10.5 | 18.5 | 8.5 | Yes | Yes | 2 | 500 | 700 | 100 | 300 | 2025-01-01
216765589 | BRYANT | 37MTRAQ36EA3 |  | 9.5 | 18.8 | 8.5 | Yes | Yes | 2 | 500 | 700 | 100 | 300 | 2025-01-01
216765590 | BRYANT | 37MTRAQ48FA3 |  | 10 | 18.7 | 9.5 | Yes | Yes | 3 | 600 | 800 | 150 | 350 | 2025-01-01
9854627 | BRYANT | 38MGRQ30D--3 |  | 12 | 22.5 | 9.5 | No | N/A | 3 | 600 | 800 | 150 | 350 | 2025-01-01
9118462 | BRYANT | 38MGRQ18B--3 |  | 12 | 22.4 | 9.1 | Yes | No | 3 | 600 | 800 | 150 | 350 | 2025-01-01
9118474 | BRYANT | 38MGRQ36D--3 |  | 13.5 | 21.5 | 9.5 | Yes | Both | 3 | 600 | 800 | 150 | 350 | 2025-01-01
9118478 | BRYANT | 38MGRQ48E--3 |  | 12.5 | 23.7 | 8.6 | Yes | No | 2 | 500 | 700 | 100 | 300 | 2025-01-01
7947322 | BRYANT | 538TEQ018RCMAAAA |  | 12.5 | 20 | 8.3 | Yes | No | 1 | 400 | 600 | 100 | 300 | 2025-01-01
215357130 | BRYANT | 37MGRAQ18CA3 |  | 14 | 25.2 | 9.8 | Yes | Both | 3 | 600 | 800 | 150 | 350 | 2025-01-01
215357121 | BRYANT | 37MGHAQ48FA3 |  | 12 | 23 | 11.3 | Yes | Both | 4 | 700 | 900 | 150 | 350 | 2025-01-01
215357124 | BRYANT | 37MGHAQ55FA3 |  | 12 | 22.3 | 10.5 | Yes | Both | 4 | 700 | 900 | 150 | 350 | 2025-01-01
215357170 | BRYANT | 37MGRAQ55FA3 |  | 10 | 22 | 9.6 | No | N/A | 3 | 600 | 800 | 150 | 350 | 2025-01-01
215357164 | BRYANT | 37MGRAQ48FA3 |  | 12.5 | 24 | 10.4 | Yes | Both | 4 | 700 | 900 | 150 | 350 | 2025-01-01
215357151 | BRYANT | 37MGRAQ30EA3 |  | 13 | 25 | 10 | Yes | Both | 4 | 700 | 900 | 150 | 350 | 2025-01-01
215357157 | BRYANT | 37MGRAQ36EA3 |  | 12 | 24 | 9.5 | Yes | Both | 3 | 600 | 800 | 150 | 350 | 2025-01-01
215357137 | BRYANT | 37MGRAQ24DA3 |  | 13.5 | 25 | 9.5 | Yes | Both | 3 | 600 | 800 | 150 | 350 | 2025-01-01
215357115 | BRYANT | 37MGHAQ30EA3 |  | 13.2 | 24 | 10.7 | Yes | Both | 4 | 700 | 900 | 150 | 350 | 2025-01-01
215357118 | BRYANT | 37MGHAQ36EA3 |  | 13.1 | 23.1 | 10.7 | Yes | Both | 4 | 700 | 900 | 150 | 350 | 2025-01-01
215357109 | BRYANT | 37MGHAQ24DA3 |  | 13 | 24 | 10 | Yes | Both | 4 | 700 | 900 | 150 | 350 | 2025-01-01
215357106 | BRYANT | 37MGHAQ18CA3 |  | 15 | 25 | 10.5 | Yes | Both | 4 | 700 | 900 | 150 | 350 | 2025-01-01
204711107 | BRYANT | 38MGRQ24C--3 |  | 12.5 | 23 | 9.2 | Yes | No | 3 | 600 | 800 | 150 | 350 | 2025-01-01
213160436 | BRYANT | 38VMB060HDS3-1* |  | 9.5 | 18.6 | 8.7 | No | N/A | 2 | 500 | 700 | 100 | 300 | 2025-01-01
213160434 | BRYANT | 38VMB048HDS3-1* |  | 10.8 | 19 | 8.9 | No | N/A | 2 | 500 | 700 | 100 | 300 | 2025-01-01
213363526 | BRYANT | 38MTRAQ48EA3 |  | 10 | 18.7 | 8.8 | Yes | Yes | 2 | 500 | 700 | 100 | 300 | 2025-01-01
213363529 | BRYANT | 38MTRAQ18BA3 |  | 11.5 | 18 | 8.7 | Yes | Both | 2 | 500 | 700 | 100 | 300 | 2025-01-01
213363532 | BRYANT | 38MTRAQ36DA3 |  | 10 | 20 | 8.5 | No | N/A | 2 | 500 | 700 | 100 | 300 | 2025-01-01
213363535 | BRYANT | 38MTRAQ27CA3 |  | 11.5 | 20 | 8.5 | No | N/A | 2 | 500 | 700 | 100 | 300 | 2025-01-01
213160421 | BRYANT | 38VMB036HDS3-1* |  | 12.1 | 19.2 | 9.2 | Yes | No | 3 | 600 | 800 | 150 | 350 | 2025-01-01
213160423 | BRYANT | 38VMB036HDS3-1* |  | 11.9 | 18.25 | 9.15 | Yes | No | 3 | 600 | 800 | 150 | 350 | 2025-01-01
213160435 | BRYANT | 38VMB048HDS3-1* |  | 9.9 | 17.5 | 8.7 | No | N/A | 2 | 500 | 700 | 100 | 300 | 2025-01-01
213160438 | BRYANT | 38VMB060HDS3-1* |  | 8.9 | 17.25 | 8.35 | No | N/A | 1 | 400 | 600 | 100 | 300 | 2025-01-01
215357108 | BRYANT | 37MGHAQ18CA3 |  | 14 | 22.5 | 10.25 | Yes | Both | 4 | 700 | 900 | 150 | 350 | 2025-01-01
215357111 | BRYANT | 37MGHAQ24DA3 |  | 13 | 22 | 9.75 | Yes | Both | 3 | 600 | 800 | 150 | 350 | 2025-01-01
215357117 | BRYANT | 37MGHAQ30EA3 |  | 12.85 | 21.75 | 10.6 | Yes | Both | 4 | 700 | 900 | 150 | 350 | 2025-01-01
215357142 | BRYANT | 37MGRAQ24DA3 |  | 13 | 23 | 9.5 | Yes | Both | 3 | 600 | 800 | 150 | 350 | 2025-01-01
215357120 | BRYANT | 37MGHAQ36EA3 |  | 12.55 | 21.3 | 10.6 | Yes | Both | 4 | 700 | 900 | 150 | 350 | 2025-01-01
215357155 | BRYANT | 37MGRAQ30EA3 |  | 12.5 | 23 | 9.75 | Yes | Both | 3 | 600 | 800 | 150 | 350 | 2025-01-01
215357161 | BRYANT | 37MGRAQ36EA3 |  | 11.85 | 22 | 9.35 | Yes | Both | 3 | 600 | 800 | 150 | 350 | 2025-01-01
215357175 | BRYANT | 37MGRAQ55FA3 |  | 10 | 20 | 9.45 | No | N/A | 3 | 600 | 800 | 150 | 350 | 2025-01-01
215357168 | BRYANT | 37MGRAQ48FA3 |  | 12.25 | 22.5 | 10.5 | Yes | Both | 4 | 700 | 900 | 150 | 350 | 2025-01-01
215357123 | BRYANT | 37MGHAQ48FA3 |  | 11.85 | 21.75 | 11.15 | Yes | Both | 4 | 700 | 900 | 150 | 350 | 2025-01-01
215357128 | BRYANT | 37MGHAQ55FA3 |  | 11.85 | 21.25 | 10.6 | Yes | Both | 4 | 700 | 900 | 150 | 350 | 2025-01-01
215357135 | BRYANT | 37MGRAQ18CA3 |  | 13 | 22.6 | 9.9 | Yes | Both | 3 | 600 | 800 | 150 | 350 | 2025-01-01
8310257 | BRYANT | 538TEQ018RCMAAAA |  | 12.5 | 18.5 | 8.15 | Yes | No | 1 | 400 | 600 | 100 | 300 | 2025-01-01
204722812 | BRYANT | 38MGRQ30D--3 |  | 10.75 | 20.5 | 8.85 | No | N/A | 2 | 500 | 700 | 100 | 300 | 2025-01-01
207642899 | BRYANT | 38MGRBQ18BA3 |  | 12.95 | 20.95 | 10.15 | Yes | No | 4 | 700 | 900 | 150 | 350 | 2025-01-01
207642902 | BRYANT | 38MGHBQ24CA3 |  | 12.95 | 22.95 | 9.85 | Yes | Both | 3 | 600 | 800 | 150 | 350 | 2025-01-01
207642911 | BRYANT | 38MGHBQ48EA3 |  | 11.7 | 21.35 | 9.4 | Yes | Both | 3 | 600 | 800 | 150 | 350 | 2025-01-01
207642908 | BRYANT | 38MGRBQ36DA3 |  | 11.35 | 21.95 | 9.35 | No | N/A | 3 | 600 | 800 | 150 | 350 | 2025-01-01
207642905 | BRYANT | 38MGHBQ30DA3 |  | 12.5 | 23 | 9.5 | Yes | No | 3 | 600 | 800 | 150 | 350 | 2025-01-01
207642914 | BRYANT | 38MGHBQ36DA3 |  | 12.65 | 20.6 | 10.15 | Yes | Both | 4 | 700 | 900 | 150 | 350 | 2025-01-01
207642917 | BRYANT | 38MGRBQ48EA3 |  | 11.65 | 21.95 | 9.2 | No | N/A | 3 | 600 | 800 | 150 | 350 | 2025-01-01
217022361 | BRYANT | 37VMB036HDS3-1 |  | 12.65 | 18.9 | 9.85 | Yes | Both | 3 | 600 | 800 | 150 | 350 | 2025-01-01
217022362 | BRYANT | 37VMB048HDS3-1 |  | 11.7 | 18.8 | 10.05 | Yes | Both | 4 | 700 | 900 | 150 | 350 | 2025-01-01
217022363 | BRYANT | 37VMB060HDS3-1 |  | 9.5 | 18.25 | 9.65 | Yes | Yes | 3 | 600 | 800 | 150 | 350 | 2025-01-01
209270293 | BRYANT | 38MARBQ09AA3 | 40MCCAQ09XA3 | 13 | 24 | 12.4 | Yes | Both | 4 | 700 | 900 | 150 | 350 | 2025-01-01
209270294 | BRYANT | 38MARBQ18AA3 | 40MCCAQ18XA3 | 12.5 | 19.8 | 11.2 | Yes | Both | 4 | 700 | 900 | 150 | 350 | 2025-01-01
213214830 | BRYANT | 38MPRBQ09AA3 | 619PHAQ09XA3 | 14.4 | 25.5 | 15 | Yes | Both | 4 | 700 | 900 | 150 | 350 | 2025-01-01
213214831 | BRYANT | 38MPRBQ12AA3 | 619PHAQ12XA3 | 12.5 | 24 | 10.5 | Yes | Both | 4 | 700 | 900 | 150 | 350 | 2025-01-01
213214832 | BRYANT | 38MPRBQ18AA3 | 619PHAQ18XA3 | 13.5 | 23.5 | 13.5 | Yes | Both | 4 | 700 | 900 | 150 | 350 | 2025-01-01
212521249 | BRYANT | 38MPRAQ09AA3 | 619PHBQ09XA3 | 12.1 | 19.5 | 12.1 | Yes | No | 4 | 700 | 900 | 150 | 350 | 2025-01-01
212521250 | BRYANT | 38MPRAQ12AA3 | 619PHBQ12XA3 | 11 | 18.2 | 10 | Yes | Both | 4 | 700 | 900 | 150 | 350 | 2025-01-01
212521280 | BRYANT | 38MPRAQ18AA3 | 619PHBQ18XA3 | 12.4 | 24.1 | 12 | Yes | Both | 4 | 700 | 900 | 150 | 350 | 2025-01-01
215413183 | BRYANT | 37MHRAQ18AA3 | 45MHHAQ18XC3 | 11.5 | 20.3 | 9.1 | No | N/A | 3 | 600 | 800 | 150 | 350 | 2025-01-01
215413184 | BRYANT | 37MHRAQ24AA3 | 45MHHAQ24XC3 | 9.5 | 18.5 | 9 | No | N/A | 3 | 600 | 800 | 150 | 350 | 2025-01-01
215413185 | BRYANT | 37MHRAQ30AA3 | 45MHHAQ30XC3 | 12 | 22.4 | 9 | Yes | No | 3 | 600 | 800 | 150 | 350 | 2025-01-01
215413186 | BRYANT | 37MHRAQ36AA3 | 45MHHAQ36XC3 | 9.4 | 19.5 | 9.1 | No | N/A | 3 | 600 | 800 | 150 | 350 | 2025-01-01
208447828 | BRYANT | 38MHRCQ12AA3 | 40MHHAQ12XA3 | 10.8 | 21.4 | 9.2 | No | N/A | 3 | 600 | 800 | 150 | 350 | 2025-01-01
208447829 | BRYANT | 38MHRCQ24AA3 | 40MHHAQ24XA3 | 9.5 | 18.5 | 8.6 | No | N/A | 2 | 500 | 700 | 100 | 300 | 2025-01-01
208447830 | BRYANT | 38MHRCQ12AA1 | 40MHHAQ12XA1 | 10.3 | 20.8 | 8.7 | No | N/A | 2 | 500 | 700 | 100 | 300 | 2025-01-01
208447846 | BRYANT | 38MHRCQ09AA1 | 40MHHAQ09XA1 | 12.5 | 21.5 | 9.1 | Yes | Both | 3 | 600 | 800 | 150 | 350 | 2025-01-01
208447847 | BRYANT | 38MHRCQ09AA3 | 40MHHAQ09XA3 | 12.6 | 21.7 | 9.4 | Yes | Both | 3 | 600 | 800 | 150 | 350 | 2025-01-01
208101275 | BRYANT | 38MBRCQ58AA3 | 40MBDQ58---3 | 10.3 | 17 | 8.4 | No | N/A | 1 | 400 | 600 | 100 | 300 | 2025-01-01
208101276 | BRYANT | 38MBRCQ58AA3 | 40MBFQ58---3 | 9.8 | 19.8 | 9 | No | N/A | 3 | 600 | 800 | 150 | 350 | 2025-01-01
208102133 | BRYANT | 38MARBQ30AA311 | 619AHBQ30XA3 | 11.5 | 20.1 | 9 | No | N/A | 3 | 600 | 800 | 150 | 350 | 2025-01-01
207826657 | BRYANT | 38MPRBQ18AA3 | 619PHBQ18XA3 | 15.3 | 26.3 | 15.5 | Yes | Both | 4 | 700 | 900 | 150 | 350 | 2025-01-01
207801579 | BRYANT | 38MARBQ18AA3 | 40MBDQ24---3 | 12.1 | 18 | 10.5 | Yes | Both | 4 | 700 | 900 | 150 | 350 | 2025-01-01
207683293 | BRYANT | 38MBRCQ36AA3 | 40MBCAQ36XA3 | 9.4 | 19.2 | 8.8 | No | N/A | 2 | 500 | 700 | 100 | 300 | 2025-01-01
207683294 | BRYANT | 38MBRCQ36AA3 | 40MBDQ36---3 | 8.8 | 15.8 | 8.8 | No | N/A | 2 | 500 | 700 | 100 | 300 | 2025-01-01
207683295 | BRYANT | 38MBRCQ36AA3 | 40MBFQ36---3 | 8.5 | 19 | 9 | No | N/A | 3 | 600 | 800 | 150 | 350 | 2025-01-01
207683296 | BRYANT | 38MBRCQ48AA3 | 40MBCAQ48XA3 | 9.5 | 18.5 | 9.8 | No | N/A | 3 | 600 | 800 | 150 | 350 | 2025-01-01
207683298 | BRYANT | 38MBRCQ48AA3 | 40MBFQ48---3 | 9.3 | 18.9 | 10 | Yes | Yes | 4 | 700 | 900 | 150 | 350 | 2025-01-01
207683299 | BRYANT | 38MARBQ24AA3 | 40MBCAQ24XA3 | 11 | 20.5 | 11.5 | Yes | Both | 4 | 700 | 900 | 150 | 350 | 2025-01-01
207614951 | BRYANT | 38MPRBQ09AA3 | 619PHBQ09XA3 | 16 | 28.5 | 18 | Yes | Both | 4 | 700 | 900 | 150 | 350 | 2025-01-01
207614952 | BRYANT | 38MPRBQ12AA3 | 619PHBQ12XA3 | 14 | 27 | 12 | Yes | Both | 4 | 700 | 900 | 150 | 350 | 2025-01-01
207188938 | BRYANT | 38MARBQ06AA3 | 619AHBQ06XA3 | 15.8 | 26.5 | 13.6 | Yes | Both | 4 | 700 | 900 | 150 | 350 | 2025-01-01
206382722 | BRYANT | 38MHRCQ18AA3 | 40MHHQ18---3 | 11.2 | 19 | 9.1 | No | N/A | 3 | 600 | 800 | 150 | 350 | 2025-01-01
206382723 | BRYANT | 38MHRCQ24AA3 | 40MHHQ24---3 | 9.4 | 19 | 8.8 | No | N/A | 2 | 500 | 700 | 100 | 300 | 2025-01-01
206396036 | BRYANT | 38MAQB12R--1 | 619AHBQ12XA1 | 11.3 | 19.8 | 8.5 | No | N/A | 2 | 500 | 700 | 100 | 300 | 2025-01-01
206396038 | BRYANT | 38MAQB12R--3 | 619AHBQ12XA3 | 11.7 | 20.3 | 8.5 | Yes | No | 2 | 500 | 700 | 100 | 300 | 2025-01-01
206400648 | BRYANT | 38MARBQ09AA3 | 619PEQ009BBMA | 15.6 | 25 | 11 | Yes | No | 4 | 700 | 900 | 150 | 350 | 2025-01-01
206400649 | BRYANT | 38MARBQ12AA3 | 619PEQ012BBMA | 13.5 | 23.6 | 9.5 | Yes | Both | 3 | 600 | 800 | 150 | 350 | 2025-01-01
206400650 | BRYANT | 38MARBQ18AA3 | 619PEQ018BBMA | 12.5 | 19.4 | 10 | Yes | No | 4 | 700 | 900 | 150 | 350 | 2025-01-01
206400651 | BRYANT | 38MARBQ24AA3 | 619PEQ024BBMA | 11.7 | 18.9 | 10.4 | Yes | Both | 4 | 700 | 900 | 150 | 350 | 2025-01-01
206348141 | BRYANT | 38MARBQ12AA1 | 619AHBQ12XA1 | 13 | 23.5 | 10 | Yes | No | 4 | 700 | 900 | 150 | 350 | 2025-01-01
206348142 | BRYANT | 38MARBQ09AA3 | 619AHBQ09XA3 | 16.2 | 28.1 | 11.5 | Yes | Both | 4 | 700 | 900 | 150 | 350 | 2025-01-01
206348143 | BRYANT | 38MARBQ12AA3 | 619AHBQ12XA3 | 14 | 25.5 | 10.4 | Yes | Both | 4 | 700 | 900 | 150 | 350 | 2025-01-01
206348144 | BRYANT | 38MARBQ18AA3 | 619AHBQ18XA3 | 12.5 | 21.5 | 11.3 | Yes | Both | 4 | 700 | 900 | 150 | 350 | 2025-01-01
206348145 | BRYANT | 38MARBQ24AA3 | 619AHBQ24XA3 | 13 | 21.5 | 11.4 | Yes | Both | 4 | 700 | 900 | 150 | 350 | 2025-01-01
206348146 | BRYANT | 38MARBQ30AA3 | 619AHBQ30XA3 | 11.5 | 20 | 9.2 | No | N/A | 3 | 600 | 800 | 150 | 350 | 2025-01-01
206350338 | BRYANT | 38MARBQ09AA3 | 40MBCQ09---3 | 13 | 20.5 | 10.3 | Yes | Both | 4 | 700 | 900 | 150 | 350 | 2025-01-01
206350339 | BRYANT | 38MARBQ09AA3 | 40MBDQ09---3 | 13.2 | 20.2 | 12 | Yes | Both | 4 | 700 | 900 | 150 | 350 | 2025-01-01
206350340 | BRYANT | 38MARBQ12AA3 | 40MBCQ12---3 | 12.7 | 22.3 | 10.2 | Yes | Both | 4 | 700 | 900 | 150 | 350 | 2025-01-01
206350341 | BRYANT | 38MARBQ12AA3 | 40MBDQ12---3 | 11.7 | 19.5 | 10 | Yes | Both | 4 | 700 | 900 | 150 | 350 | 2025-01-01
206350342 | BRYANT | 38MARBQ12AA3 | 40MBFQ12---3 | 13 | 23.6 | 10 | Yes | Both | 4 | 700 | 900 | 150 | 350 | 2025-01-01
206350343 | BRYANT | 38MARBQ18AA3 | 40MBCQ18---3 | 12.5 | 20 | 9.5 | Yes | Both | 3 | 600 | 800 | 150 | 350 | 2025-01-01
206350344 | BRYANT | 38MARBQ18AA3 | 40MBDQ18---3 | 11.7 | 18 | 9.5 | Yes | Both | 3 | 600 | 800 | 150 | 350 | 2025-01-01
206350345 | BRYANT | 38MARBQ18AA3 | 40MBFQ18---3 | 12.5 | 20.5 | 9.8 | Yes | Both | 3 | 600 | 800 | 150 | 350 | 2025-01-01
206350347 | BRYANT | 38MARBQ24AA3 | 40MBDQ24---3 | 12 | 19.2 | 10.5 | Yes | Both | 4 | 700 | 900 | 150 | 350 | 2025-01-01
206350348 | BRYANT | 38MARBQ24AA3 | 40MBFQ24---3 | 11.7 | 20.5 | 11 | Yes | Both | 4 | 700 | 900 | 150 | 350 | 2025-01-01
206188254 | BRYANT | 38MBRBQ36AA3 | 40MBFQ36---3 | 8 | 17 | 8.8 | No | N/A | 2 | 500 | 700 | 100 | 300 | 2025-01-01
206188255 | BRYANT | 38MBRBQ36AA3 | 40MBCQ36---3 | 9 | 17.6 | 9.2 | No | N/A | 3 | 600 | 800 | 150 | 350 | 2025-01-01
206188256 | BRYANT | 38MBRBQ36AA3 | 40MBDQ36---3 | 8.8 | 15.8 | 8.8 | No | N/A | 2 | 500 | 700 | 100 | 300 | 2025-01-01
206188257 | BRYANT | 38MBRBQ48AA3 | 40MBFQ48---3 | 9 | 18 | 9 | No | N/A | 3 | 600 | 800 | 150 | 350 | 2025-01-01
206188258 | BRYANT | 38MBRBQ48AA3 | 40MBCQ48---3 | 9.5 | 17 | 8.8 | No | N/A | 2 | 500 | 700 | 100 | 300 | 2025-01-01
205967948 | BRYANT | 38MVRAQ09AA1 | DHMVHAQ09XA1 | 10.1 | 17 | 9 | No | N/A | 3 | 600 | 800 | 150 | 350 | 2025-01-01
205967949 | BRYANT | 38MVRAQ12AA1 | DHMVHAQ12XA1 | 8.8 | 17.4 | 8.7 | No | N/A | 2 | 500 | 700 | 100 | 300 | 2025-01-01
205967950 | BRYANT | 38MVRAQ09AA3 | DHMVHAQ09XA3 | 10.5 | 18.5 | 8.8 | Yes | Yes | 2 | 500 | 700 | 100 | 300 | 2025-01-01
205967951 | BRYANT | 38MVRAQ12AA3 | DHMVHAQ12XA3 | 8.8 | 17.6 | 8.8 | No | N/A | 2 | 500 | 700 | 100 | 300 | 2025-01-01
205967952 | BRYANT | 38MVRAQ18AA3 | DHMVHAQ18XA3 | 9.9 | 18.3 | 8.7 | No | N/A | 2 | 500 | 700 | 100 | 300 | 2025-01-01
202463636 | BRYANT | 38MPRAQ18AA3 | 619PHAQ18XA3 | 14.5 | 26.2 | 12 | Yes | Both | 4 | 700 | 900 | 150 | 350 | 2025-01-01
202463637 | BRYANT | 38MPRAQ24AA3 | 619PHAQ24XA3 | 13.7 | 23.5 | 10.5 | Yes | Both | 4 | 700 | 900 | 150 | 350 | 2025-01-01
201847021 | BRYANT | 38MHRBQ12AA3 | 40MHHQ12---3 | 11.2 | 19.8 | 8.1 | No | N/A | 1 | 400 | 600 | 100 | 300 | 2025-01-01
201847022 | BRYANT | 38MHRBQ18AA3 | 40MHHQ18---3 | 11.2 | 18.1 | 8.3 | No | N/A | 1 | 400 | 600 | 100 | 300 | 2025-01-01
201847024 | BRYANT | 38MAQB24R--3 | 40MBCQ24---3 | 11 | 20 | 9.6 | No | N/A | 3 | 600 | 800 | 150 | 350 | 2025-01-01
201847025 | BRYANT | 38MBRQ36A--3 | 40MBCQ36---3 | 9 | 17.5 | 9.3 | No | N/A | 3 | 600 | 800 | 150 | 350 | 2025-01-01
201847026 | BRYANT | 38MBRQ48A--3 | 40MBCQ48---3 | 9.5 | 16.8 | 9 | No | N/A | 3 | 600 | 800 | 150 | 350 | 2025-01-01
201847027 | BRYANT | 38MBRQ58A--3 | 40MBDQ58---3 | 9 | 15.4 | 8.4 | No | N/A | 1 | 400 | 600 | 100 | 300 | 2025-01-01
201847028 | BRYANT | 38MAQB24R--3 | 40MBFQ24---3 | 11.5 | 20 | 10 | No | N/A | 4 | 700 | 900 | 150 | 350 | 2025-01-01
201847029 | BRYANT | 38MBRQ36A--3 | 40MBFQ36---3 | 8 | 16 | 10 | No | N/A | 4 | 700 | 900 | 150 | 350 | 2025-01-01
201847030 | BRYANT | 38MBRQ48A--3 | 40MBFQ48---3 | 9.3 | 17.8 | 9 | No | N/A | 3 | 600 | 800 | 150 | 350 | 2025-01-01
201847031 | BRYANT | 38MBRQ58A--3 | 40MBFQ58---3 | 9.8 | 18 | 9.4 | No | N/A | 3 | 600 | 800 | 150 | 350 | 2025-01-01
201846963 | BRYANT | 38MAQB09R--3 | 40MBDQ09---3 | 12.1 | 18.5 | 11.5 | Yes | Both | 4 | 700 | 900 | 150 | 350 | 2025-01-01
201846964 | BRYANT | 38MAQB12R--3 | 40MBDQ12---3 | 11.7 | 19 | 10 | Yes | Both | 4 | 700 | 900 | 150 | 350 | 2025-01-01
201846965 | BRYANT | 38MAQB18R--3 | 40MBFQ18---3 | 12.5 | 19.9 | 9.9 | Yes | No | 3 | 600 | 800 | 150 | 350 | 2025-01-01
201753409 | BRYANT | 38MPRAQ09AA3 | 619PHAQ09XA3 | 15 | 26 | 12.5 | Yes | Both | 4 | 700 | 900 | 150 | 350 | 2025-01-01
201753412 | BRYANT | 38MPRAQ12AA3 | 619PHAQ12XA3 | 13.5 | 24 | 9.5 | Yes | Both | 3 | 600 | 800 | 150 | 350 | 2025-01-01
200059144 | BRYANT | 38MAQB24R--3 | 40MBDQ24---3 | 11.7 | 19.2 | 10.5 | Yes | Both | 4 | 700 | 900 | 150 | 350 | 2025-01-01
200059150 | BRYANT | 38MAQB09R--3 | 40MBCQ09---3 | 13 | 20 | 9.4 | Yes | No | 3 | 600 | 800 | 150 | 350 | 2025-01-01
200059154 | BRYANT | 38MAQB12R--3 | 40MBCQ12---3 | 12.5 | 19.5 | 9.3 | Yes | No | 3 | 600 | 800 | 150 | 350 | 2025-01-01
200059156 | BRYANT | 38MAQB12R--3 | 40MBFQ12---3 | 12.5 | 19.4 | 9.4 | Yes | No | 3 | 600 | 800 | 150 | 350 | 2025-01-01
200059158 | BRYANT | 38MAQB18R--3 | 40MBCQ18---3 | 12.5 | 20 | 9.8 | Yes | No | 3 | 600 | 800 | 150 | 350 | 2025-01-01
8738643 | BRYANT | 38MAQB24R--3 | 619PEQ024BBMA | 13 | 20 | 9.5 | Yes | No | 3 | 600 | 800 | 150 | 350 | 2025-01-01
8738644 | BRYANT | 38MAQB18R--3 | 619PEQ018BBMA | 12.5 | 19.4 | 8.9 | Yes | No | 2 | 500 | 700 | 100 | 300 | 2025-01-01
8738645 | BRYANT | 38MAQB12R--3 | 619PEQ012BBMA | 13 | 19.9 | 9.1 | Yes | No | 3 | 600 | 800 | 150 | 350 | 2025-01-01
8738646 | BRYANT | 38MAQB09R--3 | 619PEQ009BBMA | 14.5 | 23.1 | 9.9 | Yes | No | 3 | 600 | 800 | 150 | 350 | 2025-01-01
8738647 | BRYANT | 38MAQB12R--1 | 619PAQ012BBMA | 13 | 21.2 | 8.5 | Yes | No | 2 | 500 | 700 | 100 | 300 | 2025-01-01
8856641 | BRYANT | 38MAQB09R--3 | 619REQ009CBMA | 13 | 20 | 9.4 | Yes | No | 3 | 600 | 800 | 150 | 350 | 2025-01-01
8856647 | BRYANT | 38MAQB12R--3 | 619REQ012CBMA | 12.5 | 19.5 | 9.3 | Yes | No | 3 | 600 | 800 | 150 | 350 | 2025-01-01
8856648 | BRYANT | 38MAQB12R--3 | 619REQ012FBMA | 12.5 | 19.4 | 9.4 | Yes | No | 3 | 600 | 800 | 150 | 350 | 2025-01-01
8856654 | BRYANT | 38MAQB18R--3 | 619REQ018CBMA | 12.5 | 20 | 9.8 | Yes | No | 3 | 600 | 800 | 150 | 350 | 2025-01-01
216091576 | BRYANT | DLCSRBH06AAK | DHMAHBQ06XA3 | 15.8 | 26.5 | 13.6 | Yes | Both | 4 | 700 | 900 | 150 | 350 | 2025-01-01
216091580 | BRYANT | DLCSRBH09AAK | DHMAHBQ09XA3 | 16.2 | 28.1 | 11.5 | Yes | Both | 4 | 700 | 900 | 150 | 350 | 2025-01-01
216091584 | BRYANT | DLCSRBH12AAJ | DHMAHBQ12XA1 | 13 | 23.5 | 10 | Yes | No | 4 | 700 | 900 | 150 | 350 | 2025-01-01
216091588 | BRYANT | DLCSRBH12AAK | DHMAHBQ12XA3 | 14 | 25.5 | 10.4 | Yes | Both | 4 | 700 | 900 | 150 | 350 | 2025-01-01
216091592 | BRYANT | DLCSRBH18AAK | DHMAHBQ18XA3 | 12.5 | 21.5 | 11.3 | Yes | Both | 4 | 700 | 900 | 150 | 350 | 2025-01-01
216091596 | BRYANT | DLCSRBH24AAK | DHMAHBQ24XA3 | 13 | 21.5 | 11.4 | Yes | Both | 4 | 700 | 900 | 150 | 350 | 2025-01-01
216091600 | BRYANT | DLCSRBH30AAK | DHMAHBQ30XA3 | 11.5 | 20.1 | 9 | No | N/A | 3 | 600 | 800 | 150 | 350 | 2025-01-01
216091616 | BRYANT | DLCSRBH18AAK | 40MBCQ18---3 | 12.5 | 20 | 9.5 | Yes | Both | 3 | 600 | 800 | 150 | 350 | 2025-01-01
216091618 | BRYANT | DLCSRBH18AAK | 40MBFQ18---3 | 12.5 | 20.5 | 9.8 | Yes | Both | 3 | 600 | 800 | 150 | 350 | 2025-01-01
216091619 | BRYANT | DLCSRBH18AAK | 40MBDQ18---3 | 11.7 | 18 | 9.5 | Yes | Both | 3 | 600 | 800 | 150 | 350 | 2025-01-01
216091621 | BRYANT | DLCSRBH18AAK | 40MBDAQ18XH3 | 12.1 | 18 | 10.8 | Yes | Both | 4 | 700 | 900 | 150 | 350 | 2025-01-01
216091622 | BRYANT | DLCSRBH18AAK | 40MCCAQ18XA3 | 12.5 | 19.8 | 11.2 | Yes | Both | 4 | 700 | 900 | 150 | 350 | 2025-01-01
216091690 | BRYANT | DLCSRBH24AAK | 40MBCAQ24XA3 | 11 | 20.5 | 11.5 | Yes | Both | 4 | 700 | 900 | 150 | 350 | 2025-01-01
216091691 | BRYANT | DLCSRBH24AAK | 40MBFQ24---3 | 11.7 | 20.5 | 11 | Yes | Both | 4 | 700 | 900 | 150 | 350 | 2025-01-01
216091692 | BRYANT | DLCSRBH24AAK | 40MBDQ24---3 | 12 | 19.2 | 10.5 | Yes | Both | 4 | 700 | 900 | 150 | 350 | 2025-01-01
216091693 | BRYANT | DLCSRBH24AAK | 40MBDAQ24XH3 | 12 | 19.2 | 11.1 | Yes | Both | 4 | 700 | 900 | 150 | 350 | 2025-01-01
216091731 | BRYANT | DLCSRBH30AAK11 | DHMAHBQ30XA3 | 11.5 | 20.1 | 9 | No | N/A | 3 | 600 | 800 | 150 | 350 | 2025-01-01
216091742 | BRYANT | 38MPRBQ09AA3 | DLFPHBH09XAK | 14 | 27 | 12 | Yes | Both | 4 | 700 | 900 | 150 | 350 | 2025-01-01
215413147 | BRYANT | 37MPRAQ06AA3 | 615PHAQ06XA3 | 17.5 | 35.1 | 30 | Yes | Both | 4 | 700 | 900 | 150 | 350 | 2025-01-01
215413148 | BRYANT | 37MPRAQ09AA3 | 615PHAQ09XA3 | 17 | 33.5 | 22 | Yes | Both | 4 | 700 | 900 | 150 | 350 | 2025-01-01
215413149 | BRYANT | 37MPRAQ12AA3 | 615PHAQ12XA3 | 14.3 | 29.5 | 14.5 | Yes | Both | 4 | 700 | 900 | 150 | 350 | 2025-01-01
215413150 | BRYANT | 37MPRAQ18AA3 | 615PHAQ18XA3 | 15 | 25.8 | 16.2 | Yes | Both | 4 | 700 | 900 | 150 | 350 | 2025-01-01
215413151 | BRYANT | 37MARAQ30AA3 | 615AHAQ30XA3 | 12 | 20.5 | 9.5 | Yes | No | 3 | 600 | 800 | 150 | 350 | 2025-01-01
215413152 | BRYANT | 37MARAQ36AA3 | 615AHAQ36XA3 | 8.7 | 19 | 8.5 | No | N/A | 2 | 500 | 700 | 100 | 300 | 2025-01-01
215413179 | BRYANT | 37MHRAQ09AA1 | 45MHHAQ09XC1 | 12.5 | 21.5 | 9.1 | Yes | Both | 3 | 600 | 800 | 150 | 350 | 2025-01-01
215413180 | BRYANT | 37MHRAQ12AA1 | 45MHHAQ12XC1 | 10 | 21.4 | 8.7 | No | N/A | 2 | 500 | 700 | 100 | 300 | 2025-01-01
215413181 | BRYANT | 37MHRAQ09AA3 | 45MHHAQ09XC3 | 12.6 | 21.7 | 9.4 | Yes | Both | 3 | 600 | 800 | 150 | 350 | 2025-01-01
215413182 | BRYANT | 37MHRAQ12AA3 | 45MHHAQ12XC3 | 10.8 | 21.4 | 9.2 | No | N/A | 3 | 600 | 800 | 150 | 350 | 2025-01-01
215323753 | BRYANT | 37MAHAQ06AA3 | 615AHAQ06XA3 | 18 | 25.7 | 14.8 | Yes | Both | 4 | 700 | 900 | 150 | 350 | 2025-01-01
215323754 | BRYANT | 37MAHAQ09AA3 | 615AHAQ09XA3 | 15.5 | 27.5 | 12.5 | Yes | Both | 4 | 700 | 900 | 150 | 350 | 2025-01-01
215323755 | BRYANT | 37MAHAQ12AA3 | 615AHAQ12XA3 | 13.5 | 25.5 | 10.5 | Yes | Both | 4 | 700 | 900 | 150 | 350 | 2025-01-01
215323756 | BRYANT | 37MAHAQ18AA3 | 615AHAQ18XA3 | 12.5 | 21.5 | 11 | Yes | Both | 4 | 700 | 900 | 150 | 350 | 2025-01-01
215323757 | BRYANT | 37MAHAQ24AA3 | 615AHAQ24XA3 | 13 | 21.2 | 13.5 | Yes | Both | 4 | 700 | 900 | 150 | 350 | 2025-01-01
215323758 | BRYANT | 37MAHAQ33AA3 | 615AHAQ33XA3 | 12 | 19.6 | 10.5 | Yes | Both | 4 | 700 | 900 | 150 | 350 | 2025-01-01
215323759 | BRYANT | 37MARAQ12AA1 | 615AHAQ12XA1 | 13 | 23.5 | 9.5 | Yes | No | 3 | 600 | 800 | 150 | 350 | 2025-01-01
215323760 | BRYANT | 37MARAQ09AA3 | 615AHAQ09XA3 | 14.9 | 26 | 12.5 | Yes | Both | 4 | 700 | 900 | 150 | 350 | 2025-01-01
215323761 | BRYANT | 37MARAQ12AA3 | 615AHAQ12XA3 | 13.1 | 25.5 | 10.7 | Yes | Both | 4 | 700 | 900 | 150 | 350 | 2025-01-01
215323762 | BRYANT | 37MARAQ18AA3 | 615AHAQ18XA3 | 12.8 | 23.5 | 10.8 | Yes | Both | 4 | 700 | 900 | 150 | 350 | 2025-01-01
215323763 | BRYANT | 37MARAQ24AA3 | 615AHAQ24XA3 | 14 | 23.1 | 11.7 | Yes | Both | 4 | 700 | 900 | 150 | 350 | 2025-01-01
215323858 | BRYANT | 37MAHAQ06AA3 | 45MCCAQ06XA3 | 15.2 | 22 | 12 | Yes | Both | 4 | 700 | 900 | 150 | 350 | 2025-01-01
215323859 | BRYANT | 37MAHAQ06AA3 | 45MBDAQ06XA3 | 14.5 | 21.5 | 13.8 | Yes | Both | 4 | 700 | 900 | 150 | 350 | 2025-01-01
215323860 | BRYANT | 37MAHAQ09AA3 | 45MCCAQ12XA3 | 14.7 | 24 | 12.2 | Yes | Both | 4 | 700 | 900 | 150 | 350 | 2025-01-01
215323861 | BRYANT | 37MAHAQ09AA3 | 45MBCAQ12XA3 | 14 | 22.7 | 12.2 | Yes | Both | 4 | 700 | 900 | 150 | 350 | 2025-01-01
215323862 | BRYANT | 37MAHAQ09AA3 | 45MBFAQ09XA3 | 15.2 | 27.3 | 10.9 | Yes | Both | 4 | 700 | 900 | 150 | 350 | 2025-01-01
215323863 | BRYANT | 37MAHAQ09AA3 | 45MBDAQ12XA3 | 13.5 | 21.5 | 12.5 | Yes | Both | 4 | 700 | 900 | 150 | 350 | 2025-01-01
215323864 | BRYANT | 37MAHAQ09AA3 | 45MBDAQ12XH3 | 14 | 20.6 | 13.8 | Yes | Both | 4 | 700 | 900 | 150 | 350 | 2025-01-01
215323865 | BRYANT | 37MAHAQ12AA3 | 45MCCAQ12XA3 | 13 | 23 | 10.2 | Yes | Both | 4 | 700 | 900 | 150 | 350 | 2025-01-01
215323866 | BRYANT | 37MAHAQ12AA3 | 45MBCAQ12XA3 | 12.7 | 22.3 | 11.6 | Yes | Both | 4 | 700 | 900 | 150 | 350 | 2025-01-01
215323867 | BRYANT | 37MAHAQ12AA3 | 45MBFAQ12XA3 | 12.7 | 25 | 10.6 | Yes | Both | 4 | 700 | 900 | 150 | 350 | 2025-01-01
215323868 | BRYANT | 37MAHAQ12AA3 | 45MBDAQ12XA3 | 12 | 20 | 10.2 | Yes | Both | 4 | 700 | 900 | 150 | 350 | 2025-01-01
215323869 | BRYANT | 37MAHAQ12AA3 | 45MBDAQ12XH3 | 12 | 20.2 | 10.6 | Yes | Both | 4 | 700 | 900 | 150 | 350 | 2025-01-01
215323870 | BRYANT | 37MAHAQ18AA3 | 45MCCAQ18XA3 | 12.5 | 20.7 | 12.2 | Yes | Both | 4 | 700 | 900 | 150 | 350 | 2025-01-01
215323871 | BRYANT | 37MAHAQ18AA3 | 45MBCAQ18XA3 | 12.5 | 20 | 12.4 | Yes | Both | 4 | 700 | 900 | 150 | 350 | 2025-01-01
215323872 | BRYANT | 37MAHAQ18AA3 | 45MBFAQ16XA3 | 12.5 | 20.2 | 10.3 | Yes | Both | 4 | 700 | 900 | 150 | 350 | 2025-01-01
215323873 | BRYANT | 37MAHAQ18AA3 | 45MCFAQ18XA3 | 12.6 | 20.5 | 10.3 | Yes | Both | 4 | 700 | 900 | 150 | 350 | 2025-01-01
215323874 | BRYANT | 37MAHAQ18AA3 | 45MBDAQ18XA3 | 12 | 18 | 10.8 | Yes | Both | 4 | 700 | 900 | 150 | 350 | 2025-01-01
215323875 | BRYANT | 37MAHAQ18AA3 | 45MBDAQ18XH3 | 12.1 | 18.5 | 11.1 | Yes | Both | 4 | 700 | 900 | 150 | 350 | 2025-01-01
215323876 | BRYANT | 37MAHAQ24AA3 | 45MBCAQ24XA3 | 12 | 20.8 | 11.6 | Yes | Both | 4 | 700 | 900 | 150 | 350 | 2025-01-01
215323877 | BRYANT | 37MAHAQ24AA3 | 45MCFAQ24XA3 | 12 | 20.5 | 12.1 | Yes | Both | 4 | 700 | 900 | 150 | 350 | 2025-01-01
215323878 | BRYANT | 37MAHAQ24AA3 | 45MBDAQ24XH3 | 12 | 19.2 | 11.7 | Yes | Both | 4 | 700 | 900 | 150 | 350 | 2025-01-01
215323879 | BRYANT | 37MARAQ09AA3 | 45MBCAQ12XA3 | 14.3 | 21.7 | 11.3 | Yes | Both | 4 | 700 | 900 | 150 | 350 | 2025-01-01
215323880 | BRYANT | 37MARAQ09AA3 | 45MBFAQ09XA3 | 16.3 | 26 | 13.9 | Yes | Both | 4 | 700 | 900 | 150 | 350 | 2025-01-01
215323881 | BRYANT | 37MARAQ09AA3 | 45MBDAQ12XA3 | 12.8 | 19.6 | 11 | Yes | Both | 4 | 700 | 900 | 150 | 350 | 2025-01-01
215323882 | BRYANT | 37MARAQ09AA3 | 45MBDAQ12XH3 | 13 | 19.8 | 11.5 | Yes | Both | 4 | 700 | 900 | 150 | 350 | 2025-01-01
215323883 | BRYANT | 37MARAQ12AA3 | 45MCCAQ12XA3 | 12.3 | 22.2 | 10.1 | Yes | Both | 4 | 700 | 900 | 150 | 350 | 2025-01-01
215323884 | BRYANT | 37MARAQ12AA3 | 45MBCAQ12XA3 | 12.5 | 21.2 | 10.4 | Yes | Both | 4 | 700 | 900 | 150 | 350 | 2025-01-01
215323885 | BRYANT | 37MARAQ12AA3 | 45MBFAQ12XA3 | 12.7 | 24.7 | 11 | Yes | Both | 4 | 700 | 900 | 150 | 350 | 2025-01-01
215323886 | BRYANT | 37MARAQ12AA3 | 45MBDAQ12XA3 | 11.7 | 19 | 10.3 | Yes | Both | 4 | 700 | 900 | 150 | 350 | 2025-01-01
215323887 | BRYANT | 37MARAQ12AA3 | 45MBDAQ12XH3 | 12 | 19.5 | 10.5 | Yes | Both | 4 | 700 | 900 | 150 | 350 | 2025-01-01
215323888 | BRYANT | 37MARAQ18AA3 | 45MCCAQ18XA3 | 12.5 | 22.3 | 12.2 | Yes | Both | 4 | 700 | 900 | 150 | 350 | 2025-01-01
215323889 | BRYANT | 37MARAQ18AA3 | 45MBCAQ18XA3 | 12.5 | 20.8 | 11.4 | Yes | Both | 4 | 700 | 900 | 150 | 350 | 2025-01-01
215323890 | BRYANT | 37MARAQ18AA3 | 45MBFAQ16XA3 | 12.5 | 23.9 | 13.5 | Yes | Both | 4 | 700 | 900 | 150 | 350 | 2025-01-01
215323891 | BRYANT | 37MARAQ18AA3 | 45MCFAQ18XA3 | 12.5 | 22.4 | 10.4 | Yes | Both | 4 | 700 | 900 | 150 | 350 | 2025-01-01
215323892 | BRYANT | 37MARAQ18AA3 | 45MBDAQ18XA3 | 12.5 | 20 | 10.6 | Yes | Both | 4 | 700 | 900 | 150 | 350 | 2025-01-01
215323893 | BRYANT | 37MARAQ18AA3 | 45MBDAQ18XH3 | 13.3 | 20 | 11.4 | Yes | Both | 4 | 700 | 900 | 150 | 350 | 2025-01-01
215323894 | BRYANT | 37MARAQ24AA3 | 45MBCAQ24XA3 | 12 | 22.1 | 10.5 | Yes | Both | 4 | 700 | 900 | 150 | 350 | 2025-01-01
215323895 | BRYANT | 37MARAQ24AA3 | 45MCFAQ24XA3 | 12.2 | 21.2 | 11.1 | Yes | Both | 4 | 700 | 900 | 150 | 350 | 2025-01-01
215323896 | BRYANT | 37MARAQ24AA3 | 45MBDAQ24XH3 | 12.5 | 19 | 11 | Yes | Both | 4 | 700 | 900 | 150 | 350 | 2025-01-01
215323897 | BRYANT | 37MVRAQ09AA1 | D5MVHAQ09XA1 | 10.1 | 18 | 9 | No | N/A | 3 | 600 | 800 | 150 | 350 | 2025-01-01
215323898 | BRYANT | 37MVRAQ12AA1 | D5MVHAQ12XA1 | 8.8 | 19 | 9.2 | No | N/A | 3 | 600 | 800 | 150 | 350 | 2025-01-01
215323899 | BRYANT | 37MVRAQ09AA3 | D5MVHAQ09XA3 | 10.9 | 19 | 9.7 | Yes | Yes | 3 | 600 | 800 | 150 | 350 | 2025-01-01
215323900 | BRYANT | 37MVRAQ12AA3 | D5MVHAQ12XA3 | 8.8 | 18 | 8.8 | No | N/A | 2 | 500 | 700 | 100 | 300 | 2025-01-01
215323901 | BRYANT | 37MVRAQ18AA3 | D5MVHAQ18XA3 | 9.9 | 18.3 | 8.7 | No | N/A | 2 | 500 | 700 | 100 | 300 | 2025-01-01
215323902 | BRYANT | 37MVRAQ24AA3 | D5MVHAQ24XA3 | 9 | 17 | 8.5 | Yes | Yes | 2 | 500 | 700 | 100 | 300 | 2025-01-01
215323903 | BRYANT | 37MBHAQ36AA3 | 45MBCAQ36XA3 | 12 | 21.3 | 10.6 | Yes | Both | 4 | 700 | 900 | 150 | 350 | 2025-01-01
215323904 | BRYANT | 37MBHAQ36AA3 | 45MCFAQ36XA3 | 12 | 20.2 | 10.8 | Yes | Both | 4 | 700 | 900 | 150 | 350 | 2025-01-01
215323905 | BRYANT | 37MBHAQ36AA3 | 45MBDAQ36XH3 | 12 | 17.8 | 11.1 | Yes | Both | 4 | 700 | 900 | 150 | 350 | 2025-01-01
215323906 | BRYANT | 37MBHAQ48AA3 | 45MBCAQ48XA3 | 10 | 18.2 | 11 | Yes | Yes | 4 | 700 | 900 | 150 | 350 | 2025-01-01
215323907 | BRYANT | 37MBHAQ48AA3 | 45MCFAQ48XA3 | 9.4 | 18.7 | 10.1 | Yes | Yes | 4 | 700 | 900 | 150 | 350 | 2025-01-01
215323908 | BRYANT | 37MBHAQ48AA3 | 45MBDAQ48XH3 | 10.4 | 16.8 | 10.8 | Yes | Yes | 4 | 700 | 900 | 150 | 350 | 2025-01-01
215323909 | BRYANT | 37MBHAQ58AA3 | 45MCFAQ58XA3 | 9 | 18.1 | 10.7 | Yes | Yes | 4 | 700 | 900 | 150 | 350 | 2025-01-01
215323910 | BRYANT | 37MBHAQ58AA3 | 45MBDAQ58XH3 | 10.2 | 15.9 | 10.4 | Yes | Yes | 2 | 500 | 700 | 100 | 300 | 2025-01-01
215323911 | BRYANT | 37MBRAQ36AA3 | 45MBCAQ36XA3 | 9.7 | 20 | 10.4 | Yes | Yes | 4 | 700 | 900 | 150 | 350 | 2025-01-01
215323912 | BRYANT | 37MBRAQ36AA3 | 45MCFAQ36XA3 | 10.2 | 20 | 10 | No | N/A | 4 | 700 | 900 | 150 | 350 | 2025-01-01
215323913 | BRYANT | 37MBRAQ36AA3 | 45MBDAQ36XH3 | 10.2 | 18.8 | 10.2 | No | N/A | 4 | 700 | 900 | 150 | 350 | 2025-01-01
215323914 | BRYANT | 37MBRAQ48AA3 | 45MBCAQ48XA3 | 9.5 | 19.1 | 9.9 | Yes | Yes | 3 | 600 | 800 | 150 | 350 | 2025-01-01
215323915 | BRYANT | 37MBRAQ48AA3 | 45MCFAQ48XA3 | 9.5 | 19.9 | 10.2 | Yes | Yes | 4 | 700 | 900 | 150 | 350 | 2025-01-01
215323916 | BRYANT | 37MBRAQ48AA3 | 45MBDAQ48XH3 | 10 | 17.2 | 9.8 | Yes | Yes | 3 | 600 | 800 | 150 | 350 | 2025-01-01
215323917 | BRYANT | 37MBRAQ58AA3 | 45MCFAQ58XA3 | 9.6 | 19.5 | 9.5 | No | N/A | 3 | 600 | 800 | 150 | 350 | 2025-01-01
215323918 | BRYANT | 37MBRAQ58AA3 | 45MBDAQ58XH3 | 10 | 17 | 9.8 | No | N/A | 3 | 600 | 800 | 150 | 350 | 2025-01-01
215333743 | BRYANT | 37MVRAQ09AA1 | D5MVHAQ09XC1 | 10.1 | 18 | 9 | No | N/A | 3 | 600 | 800 | 150 | 350 | 2025-01-01
215333744 | BRYANT | 37MVRAQ12AA1 | D5MVHAQ12XC1 | 8.8 | 19 | 9.2 | No | N/A | 3 | 600 | 800 | 150 | 350 | 2025-01-01
215333745 | BRYANT | 37MVRAQ09AA3 | D5MVHAQ09XC3 | 10.9 | 19 | 9.7 | Yes | Yes | 3 | 600 | 800 | 150 | 350 | 2025-01-01
215333746 | BRYANT | 37MVRAQ12AA3 | D5MVHAQ12XC3 | 8.8 | 18 | 8.8 | No | N/A | 2 | 500 | 700 | 100 | 300 | 2025-01-01
215333747 | BRYANT | 37MVRAQ18AA3 | D5MVHAQ18XC3 | 9.9 | 18.3 | 8.7 | No | N/A | 2 | 500 | 700 | 100 | 300 | 2025-01-01
215333748 | BRYANT | 37MVRAQ24AA3 | D5MVHAQ24XC3 | 9 | 17 | 8.5 | Yes | Yes | 2 | 500 | 700 | 100 | 300 | 2025-01-01
213349752 | BRYANT | 38MVRAQ09AA3 | DHMVHAQ09XB3 | 8.8 | 17.6 | 8.8 | No | N/A | 2 | 500 | 700 | 100 | 300 | 2025-01-01
211132930 | BRYANT | 38MARBQ18AA3 | 40MBDAQ18XH3 | 12.1 | 18 | 10.8 | Yes | Both | 4 | 700 | 900 | 150 | 350 | 2025-01-01
211132932 | BRYANT | 38MARBQ09AA3 | 40MBDAQ09XH3 | 13.6 | 20.5 | 10 | Yes | Both | 4 | 700 | 900 | 150 | 350 | 2025-01-01
211132933 | BRYANT | 38MBRCQ48AA3 | 40MBDAQ48XH3 | 8.8 | 15.2 | 9.7 | Yes | Yes | 2 | 500 | 700 | 100 | 300 | 2025-01-01
211132935 | BRYANT | 38MARBQ24AA3 | 40MBDAQ24XH3 | 12 | 19.2 | 11.1 | Yes | Both | 4 | 700 | 900 | 150 | 350 | 2025-01-01
211132937 | BRYANT | 38MARBQ12AA3 | 40MBDAQ12XH3 | 12 | 20 | 9.5 | Yes | Both | 3 | 600 | 800 | 150 | 350 | 2025-01-01
211132938 | BRYANT | 38MBRCQ36AA3 | 40MBDAQ36XH3 | 9.2 | 16 | 10.2 | No | N/A | 4 | 700 | 900 | 150 | 350 | 2025-01-01
211132940 | BRYANT | 38MBRCQ58AA3 | 40MBDAQ58XH3 | 10.3 | 17 | 8.4 | No | N/A | 1 | 400 | 600 | 100 | 300 | 2025-01-01
210857467 | BRYANT | 38MARBQ06AA3 | 40MCCAQ09XA3 | 14.5 | 22 | 10.8 | Yes | Both | 4 | 700 | 900 | 150 | 350 | 2025-01-01
210857468 | BRYANT | 38MARBQ12AA3 | 40MCCAQ18XA3 | 13 | 23 | 10 | Yes | Both | 4 | 700 | 900 | 150 | 350 | 2025-01-01
210605772 | BRYANT | 38MHRCQ30AA3 | 40MHHAQ30XA3 | 12.2 | 21 | 8.7 | Yes | No | 2 | 500 | 700 | 100 | 300 | 2025-01-01
210605773 | BRYANT | 38MHRCQ18AA3 | 40MHHAQ18XA3 | 11 | 19.5 | 8.7 | No | N/A | 2 | 500 | 700 | 100 | 300 | 2025-01-01
209948187 | BRYANT | 38MARBQ12AA3 | 40MBFAQ12XA3 | 13.3 | 24.2 | 10.7 | Yes | Both | 4 | 700 | 900 | 150 | 350 | 2025-01-01
208287570 | Buck Cool | UB1MSHQCO09 | UB1MSHQCW09 | 12.8 | 18.5 | 9 | Yes | Both | 3 | 600 | 800 | 150 | 350 | 2025-01-01
208287572 | Buck Cool | UB1MSHQCO12 | UB1MSHQCW12 | 12.5 | 21.7 | 9.5 | Yes | No | 3 | 600 | 800 | 150 | 350 | 2025-01-01
208287574 | Buck Cool | UB1MSHQCO18 | UB1MSHQCW18 | 13 | 22.5 | 8.6 | Yes | Both | 2 | 500 | 700 | 100 | 300 | 2025-01-01
208287576 | Buck Cool | UB1MSHQCO24 | UB1MSHQCW24 | 12.2 | 20.5 | 8.6 | Yes | Both | 2 | 500 | 700 | 100 | 300 | 2025-01-01
207742382 | C&H | CH-HPR48M-230VO |  | 11.7 | 20.9 | 9 | Yes | Both | 3 | 600 | 800 | 150 | 350 | 2025-01-01
205047866 | C&H | CH-HYP36MSPH-230VO |  | 11.7 | 19 | 9.5 | No | N/A | 3 | 600 | 800 | 150 | 350 | 2025-01-01
205263887 | C&H | CH28MSPH230VO |  | 11 | 20 | 8.5 | No | N/A | 2 | 500 | 700 | 100 | 300 | 2025-01-01
205263890 | C&H | CH36MSPH230VO |  | 10 | 18.5 | 8.7 | No | N/A | 2 | 500 | 700 | 100 | 300 | 2025-01-01
207742362 | C&H | CH-18MES-230VO |  | 12 | 19 | 9.8 | Yes | Both | 3 | 600 | 800 | 150 | 350 | 2025-01-01
207742365 | C&H | CH-28MES-230VO |  | 11.7 | 21 | 9.2 | Yes | No | 3 | 600 | 800 | 150 | 350 | 2025-01-01
207742368 | C&H | CH-36MES-230VO |  | 11 | 20 | 9.2 | No | N/A | 3 | 600 | 800 | 150 | 350 | 2025-01-01
207742371 | C&H | CH-48MES-230VO |  | 10.8 | 20.5 | 9.7 | No | N/A | 3 | 600 | 800 | 150 | 350 | 2025-01-01
207742374 | C&H | CH-HPR19M-230VO |  | 12 | 19 | 9.3 | Yes | Both | 3 | 600 | 800 | 150 | 350 | 2025-01-01
207742380 | C&H | CH-HPR36M-230VO |  | 11.7 | 19 | 10 | Yes | No | 4 | 700 | 900 | 150 | 350 | 2025-01-01
207742377 | C&H | CH-HPR28M-230VO |  | 11.7 | 20 | 9.5 | Yes | Both | 3 | 600 | 800 | 150 | 350 | 2025-01-01
208497429 | C&H | CH-HPR55M-230VO |  | 10.5 | 18.8 | 9.3 | No | N/A | 3 | 600 | 800 | 150 | 350 | 2025-01-01
208497426 | C&H | CH-55MES-230VO |  | 10.5 | 19 | 8.6 | No | N/A | 2 | 500 | 700 | 100 | 300 | 2025-01-01
217155427 | C&H | CH-RHP19M-230VO |  | 13 | 20 | 10 | Yes | Both | 4 | 700 | 900 | 150 | 350 | 2025-01-01
217155430 | C&H | CH-RHP28M-230VO |  | 12 | 19 | 9.5 | Yes | Both | 3 | 600 | 800 | 150 | 350 | 2025-01-01
217155433 | C&H | CH-RHP36M-230VO |  | 12 | 19.4 | 10.4 | Yes | Both | 4 | 700 | 900 | 150 | 350 | 2025-01-01
217155436 | C&H | CH-RHP48M-230VO |  | 11.7 | 20.4 | 11 | Yes | Both | 4 | 700 | 900 | 150 | 350 | 2025-01-01
217155439 | C&H | CH-RHP55M-230VO |  | 11.7 | 20 | 10.7 | Yes | Both | 4 | 700 | 900 | 150 | 350 | 2025-01-01
217155435 | C&H | CH-RHP48M-230VO |  | 12 | 23 | 11 | Yes | Both | 4 | 700 | 900 | 150 | 350 | 2025-01-01
217155438 | C&H | CH-RHP55M-230VO |  | 12 | 22.2 | 10.5 | Yes | Both | 4 | 700 | 900 | 150 | 350 | 2025-01-01
217155429 | C&H | CH-RHP28M-230VO |  | 12.5 | 23 | 10.5 | Yes | Both | 4 | 700 | 900 | 150 | 350 | 2025-01-01
217155432 | C&H | CH-RHP36M-230VO |  | 13 | 23 | 10.7 | Yes | Both | 4 | 700 | 900 | 150 | 350 | 2025-01-01
217155426 | C&H | CH-RHP19M-230VO |  | 15 | 25 | 10.4 | Yes | Both | 4 | 700 | 900 | 150 | 350 | 2025-01-01
208497425 | C&H | CH-55MES-230VO |  | 10.5 | 21.3 | 9.1 | No | N/A | 3 | 600 | 800 | 150 | 350 | 2025-01-01
208497428 | C&H | CH-HPR55M-230VO |  | 10.5 | 22 | 9.5 | No | N/A | 3 | 600 | 800 | 150 | 350 | 2025-01-01
207742379 | C&H | CH-HPR36M-230VO |  | 13.6 | 22.2 | 10.3 | Yes | Both | 4 | 700 | 900 | 150 | 350 | 2025-01-01
207742373 | C&H | CH-HPR19M-230VO |  | 12.5 | 22 | 9.8 | Yes | Both | 3 | 600 | 800 | 150 | 350 | 2025-01-01
207742376 | C&H | CH-HPR28M-230VO |  | 12.5 | 23 | 10.6 | Yes | Both | 4 | 700 | 900 | 150 | 350 | 2025-01-01
207742367 | C&H | CH-36MES-230VO |  | 11.7 | 23.9 | 9.5 | Yes | No | 3 | 600 | 800 | 150 | 350 | 2025-01-01
207742370 | C&H | CH-48MES-230VO |  | 12.5 | 23.4 | 8.7 | Yes | No | 2 | 500 | 700 | 100 | 300 | 2025-01-01
207742361 | C&H | CH-18MES-230VO |  | 13.9 | 22.9 | 10.5 | Yes | No | 4 | 700 | 900 | 150 | 350 | 2025-01-01
207742364 | C&H | CH-28MES-230VO |  | 12.7 | 24.6 | 9.5 | Yes | No | 3 | 600 | 800 | 150 | 350 | 2025-01-01
205263886 | C&H | CH28MSPH230VO |  | 12.5 | 23 | 9.2 | Yes | No | 3 | 600 | 800 | 150 | 350 | 2025-01-01
205263894 | C&H | CH-HYP19MSPH-230VO |  | 12.5 | 21.5 | 9 | Yes | Both | 3 | 600 | 800 | 150 | 350 | 2025-01-01
205263889 | C&H | CH36MSPH230VO |  | 11.5 | 22.5 | 9 | No | N/A | 3 | 600 | 800 | 150 | 350 | 2025-01-01
205263902 | C&H | CH-HYP28MSPH-230VO |  | 12.5 | 22 | 9 | Yes | Both | 3 | 600 | 800 | 150 | 350 | 2025-01-01
205282617 | C&H | CH48MSPH230VO |  | 12.5 | 23.7 | 8.6 | Yes | No | 2 | 500 | 700 | 100 | 300 | 2025-01-01
205104722 | C&H | CH18MSPH230VO |  | 12 | 22.4 | 9.1 | Yes | No | 3 | 600 | 800 | 150 | 350 | 2025-01-01
205104723 | C&H | CH36MSPH230VO |  | 11.5 | 22.5 | 9 | No | N/A | 3 | 600 | 800 | 150 | 350 | 2025-01-01
205104724 | C&H | CH48MSPH230VO |  | 12.5 | 23.7 | 8.6 | Yes | No | 2 | 500 | 700 | 100 | 300 | 2025-01-01
205047861 | C&H | CH-HYP19MSPH-230VO |  | 12.5 | 21.5 | 9 | Yes | Both | 3 | 600 | 800 | 150 | 350 | 2025-01-01
205047867 | C&H | CH-HYP28MSPH-230VO |  | 12.5 | 22 | 9 | Yes | Both | 3 | 600 | 800 | 150 | 350 | 2025-01-01
205047864 | C&H | CH-HYP36MSPH-230VO |  | 13.5 | 21.5 | 9.5 | Yes | Both | 3 | 600 | 800 | 150 | 350 | 2025-01-01
202832586 | C&H | CH28MSPH230VO |  | 12.5 | 23 | 9.2 | Yes | No | 3 | 600 | 800 | 150 | 350 | 2025-01-01
207742381 | C&H | CH-HPR48M-230VO |  | 11.7 | 21.8 | 9.8 | Yes | Both | 3 | 600 | 800 | 150 | 350 | 2025-01-01
9119173 | C&H | CH42MVCT230VO |  | 10.4 | 21 | 8.6 | No | N/A | 2 | 500 | 700 | 100 | 300 | 2025-01-01
9119328 | C&H | CH18MSPH230VO |  | 11.7 | 20.5 | 8.9 | Yes | No | 2 | 500 | 700 | 100 | 300 | 2025-01-01
9119330 | C&H | CH36MSPH230VO |  | 10.8 | 22.5 | 9.2 | No | N/A | 3 | 600 | 800 | 150 | 350 | 2025-01-01
9119331 | C&H | CH48MSPH230VO |  | 11.6 | 21.5 | 8.7 | No | N/A | 2 | 500 | 700 | 100 | 300 | 2025-01-01
8235762 | C&H | GWHD(42)ND3EO |  | 10.4 | 21 | 8.6 | No | N/A | 2 | 500 | 700 | 100 | 300 | 2025-01-01
205263898 | C&H | CH-HYP28MSPH-230VO |  | 11.75 | 20 | 8.5 | No | N/A | 2 | 500 | 700 | 100 | 300 | 2025-01-01
207742383 | C&H | CH-HPR48M-230VO |  | 11.7 | 21.35 | 9.4 | Yes | Both | 3 | 600 | 800 | 150 | 350 | 2025-01-01
205047865 | C&H | CH-HYP36MSPH-230VO |  | 12.6 | 20.25 | 9.5 | No | N/A | 3 | 600 | 800 | 150 | 350 | 2025-01-01
205047863 | C&H | CH-HYP19MSPH-230VO |  | 11.75 | 19.25 | 8.5 | No | N/A | 2 | 500 | 700 | 100 | 300 | 2025-01-01
205047869 | C&H | CH-HYP28MSPH-230VO |  | 11.75 | 20 | 8.5 | No | N/A | 2 | 500 | 700 | 100 | 300 | 2025-01-01
205263891 | C&H | CH36MSPH230VO |  | 10.75 | 20.5 | 8.85 | No | N/A | 2 | 500 | 700 | 100 | 300 | 2025-01-01
205263896 | C&H | CH-HYP19MSPH-230VO |  | 11.75 | 19.25 | 8.5 | No | N/A | 2 | 500 | 700 | 100 | 300 | 2025-01-01
207742363 | C&H | CH-18MES-230VO |  | 12.95 | 20.95 | 10.15 | Yes | No | 4 | 700 | 900 | 150 | 350 | 2025-01-01
207742369 | C&H | CH-36MES-230VO |  | 11.35 | 21.95 | 9.35 | No | N/A | 3 | 600 | 800 | 150 | 350 | 2025-01-01
207742366 | C&H | CH-28MES-230VO |  | 12.2 | 22.8 | 9.35 | Yes | No | 3 | 600 | 800 | 150 | 350 | 2025-01-01
207742372 | C&H | CH-48MES-230VO |  | 11.65 | 21.95 | 9.2 | No | N/A | 3 | 600 | 800 | 150 | 350 | 2025-01-01
207742375 | C&H | CH-HPR19M-230VO |  | 12.25 | 20.5 | 9.55 | Yes | Both | 3 | 600 | 800 | 150 | 350 | 2025-01-01
207742378 | C&H | CH-HPR28M-230VO |  | 12.1 | 21.5 | 10.05 | Yes | Both | 4 | 700 | 900 | 150 | 350 | 2025-01-01
207742384 | C&H | CH-HPR36M-230VO |  | 12.65 | 20.6 | 10.15 | Yes | Both | 4 | 700 | 900 | 150 | 350 | 2025-01-01
208497427 | C&H | CH-55MES-230VO |  | 10.5 | 20.15 | 8.85 | No | N/A | 2 | 500 | 700 | 100 | 300 | 2025-01-01
208497430 | C&H | CH-HPR55M-230VO |  | 10.5 | 20.4 | 9.4 | No | N/A | 3 | 600 | 800 | 150 | 350 | 2025-01-01
217155428 | C&H | CH-RHP19M-230VO |  | 14 | 22.5 | 10.2 | Yes | Both | 4 | 700 | 900 | 150 | 350 | 2025-01-01
217155431 | C&H | CH-RHP28M-230VO |  | 12.25 | 21 | 10 | Yes | Both | 4 | 700 | 900 | 150 | 350 | 2025-01-01
217155440 | C&H | CH-RHP55M-230VO |  | 11.85 | 21.1 | 10.6 | Yes | Both | 4 | 700 | 900 | 150 | 350 | 2025-01-01
217155437 | C&H | CH-RHP48M-230VO |  | 11.85 | 21.7 | 11 | Yes | Both | 4 | 700 | 900 | 150 | 350 | 2025-01-01
217155434 | C&H | CH-RHP36M-230VO |  | 12.5 | 21.2 | 10.55 | Yes | Both | 4 | 700 | 900 | 150 | 350 | 2025-01-01
208816948 | C&H | CH-HPR09-230VO | CH-D09MSPHWM-230VI | 15.6 | 25 | 11 | Yes | No | 4 | 700 | 900 | 150 | 350 | 2025-01-01
208816949 | C&H | CH-HPR12-230VO | CH-D12MSPHWM-230VI | 13.5 | 23.6 | 9.5 | Yes | Both | 3 | 600 | 800 | 150 | 350 | 2025-01-01
208816950 | C&H | CH-HPR18-230VO | CH-D18MSPHWM-230VI | 12.5 | 19.4 | 10 | Yes | No | 4 | 700 | 900 | 150 | 350 | 2025-01-01
208816951 | C&H | CH-HPR24-230VO | CH-D24MSPHWM-230VI | 11.7 | 18.9 | 10.4 | Yes | Both | 4 | 700 | 900 | 150 | 350 | 2025-01-01
208816955 | C&H | CH-HYP12SPH230VO | CH-12MASTWM-230VI | 11.7 | 20.3 | 8.5 | No | N/A | 2 | 500 | 700 | 100 | 300 | 2025-01-01
208816958 | C&H | CH-EL30-230VO | CH-30MSPHWM-230VI | 10.5 | 18.6 | 8.7 | No | N/A | 2 | 500 | 700 | 100 | 300 | 2025-01-01
207765977 | C&H | CH-ES09-115VO | CH-09OLVWM-115VI | 13.8 | 23 | 9.8 | Yes | No | 3 | 600 | 800 | 150 | 350 | 2025-01-01
207740500 | C&H | CH-HPR06F9-230VO | CH-06MASTWM-230VI | 15.8 | 26.5 | 13.6 | Yes | Both | 4 | 700 | 900 | 150 | 350 | 2025-01-01
207740501 | C&H | CH-HPR09-230VO | CH-09MASTWM-230VI | 16.2 | 28.1 | 11.5 | Yes | Both | 4 | 700 | 900 | 150 | 350 | 2025-01-01
207740502 | C&H | CH-HPR12-230VO | CH-12MASTWM-230VI | 14 | 25.5 | 10.4 | Yes | Both | 4 | 700 | 900 | 150 | 350 | 2025-01-01
207740503 | C&H | CH-HPR18-230VO | CH-18MASTWM-230VI | 12.5 | 21.5 | 11.3 | Yes | Both | 4 | 700 | 900 | 150 | 350 | 2025-01-01
207740504 | C&H | CH-HPR24-230VO | CH-24MASTWM-230VI | 13 | 21.5 | 11.4 | Yes | Both | 4 | 700 | 900 | 150 | 350 | 2025-01-01
207740505 | C&H | CH-EL30-230VO | CH-30ASTWM-230VI | 11.5 | 20 | 9.2 | No | N/A | 3 | 600 | 800 | 150 | 350 | 2025-01-01
207740507 | C&H | CH-NY09MIA-115VO | CH-09OLV-115VI | 12.5 | 21.5 | 9.1 | Yes | Both | 3 | 600 | 800 | 150 | 350 | 2025-01-01
207740508 | C&H | CH-NY12MIA-115VO | CH-12OLV-115VI | 10.3 | 20.8 | 8.7 | No | N/A | 2 | 500 | 700 | 100 | 300 | 2025-01-01
207740509 | C&H | CH-NY12MIA-230VO | CH-12MOLV-230VI | 10.8 | 21.4 | 9.2 | No | N/A | 3 | 600 | 800 | 150 | 350 | 2025-01-01
207740510 | C&H | CH-NY18MIA-230VO | CH-18MOLV-230VI | 11 | 19.5 | 8.7 | No | N/A | 2 | 500 | 700 | 100 | 300 | 2025-01-01
207740511 | C&H | CH-NY24MIA-230VO | CH-24MOLV-230VI | 9.5 | 18.5 | 8.6 | No | N/A | 2 | 500 | 700 | 100 | 300 | 2025-01-01
207740512 | C&H | CH-ES09-230VO | CH-09MOLVWM-230VI | 14.7 | 24 | 11.6 | Yes | Both | 4 | 700 | 900 | 150 | 350 | 2025-01-01
207740513 | C&H | CH-ES12-230VO | CH-12MOLVWM-230VI | 13 | 23.1 | 10.8 | Yes | Both | 4 | 700 | 900 | 150 | 350 | 2025-01-01
207740514 | C&H | CH-ES18-230VO | CH-18MOLVWM-230VI | 13.5 | 24 | 10.5 | Yes | Both | 4 | 700 | 900 | 150 | 350 | 2025-01-01
207740515 | C&H | CH-ES24-230VO | CH-24MOLVWM-230VI | 13 | 21 | 8.5 | Yes | No | 2 | 500 | 700 | 100 | 300 | 2025-01-01
207740516 | C&H | CH-EL30-230VO | CH-30ELVWM-230VI | 12.2 | 21 | 8.2 | Yes | No | 1 | 400 | 600 | 100 | 300 | 2025-01-01
207740518 | C&H | CH-HPR06F9-230VO | CH-06MOLVWM-230VI | 15 | 23.5 | 12 | Yes | Both | 4 | 700 | 900 | 150 | 350 | 2025-01-01
207740519 | C&H | CH-HPR09-230VO | CH-09MOLVWM-230VI | 15.8 | 26.4 | 11.6 | Yes | Both | 4 | 700 | 900 | 150 | 350 | 2025-01-01
207740520 | C&H | CH-HPR12-230VO | CH-12MOLVWM-230VI | 13 | 23.1 | 10.5 | Yes | Both | 4 | 700 | 900 | 150 | 350 | 2025-01-01
207740521 | C&H | CH-HPR18-230VO | CH-18MOLVWM-230VI | 13 | 22 | 10.6 | Yes | Both | 4 | 700 | 900 | 150 | 350 | 2025-01-01
207740522 | C&H | CH-HPR24-230VO | CH-24MOLVWM-230VI | 12.5 | 22.3 | 10.3 | Yes | Both | 4 | 700 | 900 | 150 | 350 | 2025-01-01
207740523 | C&H | CH-NY09MIA-115VO | CH-NY09MIA-115VI | 12.5 | 21.5 | 9 | Yes | No | 3 | 600 | 800 | 150 | 350 | 2025-01-01
207740524 | C&H | CH-NY12MIA-115VO | CH-NY12MIA-115VI | 10.3 | 20.8 | 8.7 | No | N/A | 2 | 500 | 700 | 100 | 300 | 2025-01-01
207740525 | C&H | CH-NY09MIA-230VO | CH-NY09MIA-230VI | 12.6 | 21.7 | 9.1 | Yes | No | 3 | 600 | 800 | 150 | 350 | 2025-01-01
207740526 | C&H | CH-NY12MIA-230VO | CH-NY12MIA-230VI | 10.8 | 21.4 | 9.1 | No | N/A | 3 | 600 | 800 | 150 | 350 | 2025-01-01
207740527 | C&H | CH-NY18MIA-230VO | CH-NY18MIA-230VI | 10.5 | 19 | 8.7 | No | N/A | 2 | 500 | 700 | 100 | 300 | 2025-01-01
207740528 | C&H | CH-NY24MIA-230VO | CH-NY24MIA-230VI | 9 | 18 | 8.6 | No | N/A | 2 | 500 | 700 | 100 | 300 | 2025-01-01
207740529 | C&H | CH-EL30-230VO | CH-30ELSPHWM-230VI | 10.5 | 18.6 | 8.7 | No | N/A | 2 | 500 | 700 | 100 | 300 | 2025-01-01
207740530 | C&H | CH-EL36-230VO | CH-36ELSPHWM-230VI | 8.5 | 17.5 | 8.7 | No | N/A | 2 | 500 | 700 | 100 | 300 | 2025-01-01
207740531 | C&H | CH-ES12-115VO | CH-12OLVWM-115VI | 12.5 | 22.7 | 10.4 | Yes | No | 4 | 700 | 900 | 150 | 350 | 2025-01-01
207740532 | C&H | CH-NY09MIA-230VO | CH-09MOLV-230VI | 12.6 | 21.7 | 9.4 | Yes | Both | 3 | 600 | 800 | 150 | 350 | 2025-01-01
207742316 | C&H | CH-ES09-230VO | CH-09MSPHCT-230VI | 13 | 20 | 10 | Yes | Both | 4 | 700 | 900 | 150 | 350 | 2025-01-01
207742317 | C&H | CH-ES09-230VO | CH-M09DTUI | 12.5 | 19.2 | 10.2 | Yes | Both | 4 | 700 | 900 | 150 | 350 | 2025-01-01
207742318 | C&H | CH-ES12-230VO | CH-12MSPHCT-230VI | 14 | 22.7 | 10 | Yes | No | 4 | 700 | 900 | 150 | 350 | 2025-01-01
207742319 | C&H | CH-ES12-230VO | CH-M12DTUI | 11.7 | 19 | 10.3 | Yes | Both | 4 | 700 | 900 | 150 | 350 | 2025-01-01
207742320 | C&H | CH-ES12-230VO | CH-12MSPHMC-230VI | 13 | 22.7 | 10.2 | Yes | Both | 4 | 700 | 900 | 150 | 350 | 2025-01-01
207742321 | C&H | CH-ES18-230VO | CH-18MSPHCT-230VI | 12.5 | 20.5 | 10.5 | Yes | No | 4 | 700 | 900 | 150 | 350 | 2025-01-01
207742322 | C&H | CH-ES18-230VO | CH-M18DTUI | 12.5 | 20 | 10.6 | Yes | No | 4 | 700 | 900 | 150 | 350 | 2025-01-01
207742323 | C&H | CH-ES18-230VO | CH-18MSPHFC-230VI | 12.5 | 23 | 10 | Yes | No | 4 | 700 | 900 | 150 | 350 | 2025-01-01
207742324 | C&H | CH-ES24-230VO | CH-N24MSPHCT-230VI | 12.5 | 21.5 | 9.7 | Yes | Both | 3 | 600 | 800 | 150 | 350 | 2025-01-01
207742325 | C&H | CH-ES24-230VO | CH-M24DTUI | 12.5 | 19 | 11.2 | Yes | Both | 4 | 700 | 900 | 150 | 350 | 2025-01-01
207742326 | C&H | CH-ES24-230VO | CH-24MSPHFC-230VI | 12.5 | 21.2 | 10.3 | Yes | Both | 4 | 700 | 900 | 150 | 350 | 2025-01-01
207742327 | C&H | CH-HPR09-230VO | CH-09MSPHCT-230VI | 13 | 20.5 | 10.3 | Yes | Both | 4 | 700 | 900 | 150 | 350 | 2025-01-01
207742328 | C&H | CH-HPR09-230VO | CH-M09DTUI | 13.2 | 20.2 | 12 | Yes | Both | 4 | 700 | 900 | 150 | 350 | 2025-01-01
207742329 | C&H | CH-HPR12-230VO | CH-12MSPHCT-230VI | 12.7 | 22.3 | 10.2 | Yes | Both | 4 | 700 | 900 | 150 | 350 | 2025-01-01
207742330 | C&H | CH-HPR12-230VO | CH-M12DTUI | 11.7 | 19.5 | 10 | Yes | Both | 4 | 700 | 900 | 150 | 350 | 2025-01-01
207742331 | C&H | CH-HPR12-230VO | CH-12MSPHMC-230VI | 13 | 23.6 | 10 | Yes | Both | 4 | 700 | 900 | 150 | 350 | 2025-01-01
207742332 | C&H | CH-HPR18-230VO | CH-18MSPHCT-230VI | 12.5 | 20 | 9.5 | Yes | Both | 3 | 600 | 800 | 150 | 350 | 2025-01-01
207742333 | C&H | CH-HPR18-230VO | CH-M18DTUI | 11.7 | 18 | 9.5 | Yes | Both | 3 | 600 | 800 | 150 | 350 | 2025-01-01
207742334 | C&H | CH-HPR18-230VO | CH-18MSPHFC-230VI | 12.5 | 20.5 | 9.8 | Yes | Both | 3 | 600 | 800 | 150 | 350 | 2025-01-01
207742335 | C&H | CH-HPR24-230VO | CH-N24MSPHCT-230VI | 11 | 20.5 | 11.5 | Yes | Both | 4 | 700 | 900 | 150 | 350 | 2025-01-01
207742336 | C&H | CH-HPR24-230VO | CH-M24DTUI | 12 | 19.2 | 10.5 | Yes | Both | 4 | 700 | 900 | 150 | 350 | 2025-01-01
207742337 | C&H | CH-HPR24-230VO | CH-24MSPHFC-230VI | 11.7 | 20.5 | 11 | Yes | Both | 4 | 700 | 900 | 150 | 350 | 2025-01-01
207742338 | C&H | CH-N36LCU-230VO | CH-N36LCCT-230VI | 9.4 | 19.2 | 8.8 | No | N/A | 2 | 500 | 700 | 100 | 300 | 2025-01-01
207742339 | C&H | CH-N36LCU-230VO | CH-36LCDTU/I | 8.8 | 15.8 | 8.8 | No | N/A | 2 | 500 | 700 | 100 | 300 | 2025-01-01
207742340 | C&H | CH-N36LCU-230VO | CH-36LCFC/I | 8.5 | 19 | 9 | No | N/A | 3 | 600 | 800 | 150 | 350 | 2025-01-01
207742341 | C&H | CH-N48LCU-230VO | CH-N48LCCT-230VI | 9.5 | 18.5 | 9.8 | No | N/A | 3 | 600 | 800 | 150 | 350 | 2025-01-01
207742343 | C&H | CH-N48LCU-230VO | CH-48LCFC/I | 9.3 | 18.9 | 10 | Yes | Yes | 4 | 700 | 900 | 150 | 350 | 2025-01-01
207742344 | C&H | CH-N60LCU-230VO | CH-60LCDTU/I | 10.3 | 17 | 8.4 | No | N/A | 1 | 400 | 600 | 100 | 300 | 2025-01-01
207742345 | C&H | CH-N60LCU-230VO | CH-60LCFC/I | 9.8 | 19.8 | 9 | No | N/A | 3 | 600 | 800 | 150 | 350 | 2025-01-01
207742346 | C&H | CH-NHPR36LCU-230VO | CH-N36LCCT-230VI | 9.5 | 19.4 | 10.5 | Yes | Yes | 4 | 700 | 900 | 150 | 350 | 2025-01-01
207742347 | C&H | CH-NHPR36LCU-230VO | CH-36LCDTU/I | 9 | 16.5 | 11 | Yes | Yes | 4 | 700 | 900 | 150 | 350 | 2025-01-01
207742348 | C&H | CH-NHPR36LCU-230VO | CH-36LCFC/I | 8.8 | 17.6 | 10 | Yes | Yes | 4 | 700 | 900 | 150 | 350 | 2025-01-01
207742349 | C&H | CH-NHPR48LCU-230VO | CH-N48LCCT-230VI | 8.3 | 16.8 | 10.7 | No | N/A | 4 | 700 | 900 | 150 | 350 | 2025-01-01
207742351 | C&H | CH-NHPR48LCU-230VO | CH-48LCFC/I | 8.2 | 17 | 9.8 | No | N/A | 3 | 600 | 800 | 150 | 350 | 2025-01-01
205901586 | C&H | CH-HYP36LCUO | CH-36LCDTU/I | 9 | 16.5 | 11 | Yes | Yes | 4 | 700 | 900 | 150 | 350 | 2025-01-01
205421171 | C&H | CH-09SPH-230VO | CH-09MSPHWM-230VI | 14 | 21.2 | 9.9 | Yes | No | 3 | 600 | 800 | 150 | 350 | 2025-01-01
205756420 | C&H | CH-NG09MIA115VO | CH-NG09MIA115VI | 11.5 | 18.9 | 8.1 | No | N/A | 1 | 400 | 600 | 100 | 300 | 2025-01-01
205756421 | C&H | CH-NG12MIA115VO | CH-NG12MIA115VI | 10.5 | 19 | 8.3 | No | N/A | 1 | 400 | 600 | 100 | 300 | 2025-01-01
205756423 | C&H | CH-NG09MIA230VO | CH-NG09MIA230VI | 11 | 18 | 9.1 | No | N/A | 3 | 600 | 800 | 150 | 350 | 2025-01-01
205756424 | C&H | CH-NG18MIA230VO | CH-NG18MIA230VI | 11 | 18.7 | 8.1 | No | N/A | 1 | 400 | 600 | 100 | 300 | 2025-01-01
205282613 | C&H | CH-36LCU/O | CH-36LCFCI | 8 | 16 | 10 | No | N/A | 4 | 700 | 900 | 150 | 350 | 2025-01-01
205282614 | C&H | CH-60LCU/O | CH-60LCFCI | 9.8 | 18 | 9.4 | No | N/A | 3 | 600 | 800 | 150 | 350 | 2025-01-01
205282615 | C&H | CH-HYP48LCUO | CH-48LCFCI | 8.2 | 17 | 9.2 | No | N/A | 3 | 600 | 800 | 150 | 350 | 2025-01-01
205282616 | C&H | CH-48LCU/O | CH-48LCFCI | 9.3 | 17.8 | 9 | No | N/A | 3 | 600 | 800 | 150 | 350 | 2025-01-01
205287344 | C&H | CH-60LCU/O | CH-60LCFC/I | 9.8 | 18 | 9.4 | No | N/A | 3 | 600 | 800 | 150 | 350 | 2025-01-01
205263851 | C&H | CH-HYP09SPH230VO | CH-M09DTUI | 12.1 | 18.5 | 11.5 | Yes | Both | 4 | 700 | 900 | 150 | 350 | 2025-01-01
205263852 | C&H | CH-09SPH-230VO | CH-M09DTUI | 12.1 | 18.7 | 9.8 | Yes | Both | 3 | 600 | 800 | 150 | 350 | 2025-01-01
205263853 | C&H | CH-HYP12SPH230VO | CH-M12DTUI | 11.7 | 19 | 10 | Yes | Both | 4 | 700 | 900 | 150 | 350 | 2025-01-01
205263854 | C&H | CH-12SPH-230VO | CH-M12DTUI | 11.7 | 19 | 10 | Yes | Both | 4 | 700 | 900 | 150 | 350 | 2025-01-01
205263856 | C&H | CH-18SPH-230VO | CH-M18DTUI | 11.7 | 18.5 | 9.2 | Yes | No | 3 | 600 | 800 | 150 | 350 | 2025-01-01
205263857 | C&H | CH-24LCU/O | CH-M24DTUI | 11.7 | 19.2 | 10.5 | Yes | Both | 4 | 700 | 900 | 150 | 350 | 2025-01-01
205263858 | C&H | CH-HYP24SPH230VO | CH-M24DTUI | 11.7 | 19.2 | 10.5 | Yes | Both | 4 | 700 | 900 | 150 | 350 | 2025-01-01
205263859 | C&H | CH-24SPH-230VO | CH-M24DTUI | 11.7 | 19 | 10 | Yes | Both | 4 | 700 | 900 | 150 | 350 | 2025-01-01
205263860 | C&H | CH-HYP48LCUO | CH-48LCCT-230VI | 8.3 | 16.5 | 9.8 | No | N/A | 3 | 600 | 800 | 150 | 350 | 2025-01-01
205263861 | C&H | CH-48LCU/O | CH-48LCCT-230VI | 9.5 | 16.8 | 9 | No | N/A | 3 | 600 | 800 | 150 | 350 | 2025-01-01
205263862 | C&H | CH-36LCU/O | CH-36LCCT-230VI | 9 | 17.5 | 9.3 | No | N/A | 3 | 600 | 800 | 150 | 350 | 2025-01-01
205263863 | C&H | CH-HYP48LCUO | CH-48MSPHCT-230VI | 8.3 | 16.5 | 9.8 | No | N/A | 3 | 600 | 800 | 150 | 350 | 2025-01-01
205263865 | C&H | CH-HYP48LCUO | CH-48LCFC/I | 8.2 | 17 | 9.2 | No | N/A | 3 | 600 | 800 | 150 | 350 | 2025-01-01
205263866 | C&H | CH-SR09SPH-115VO | CH-SR09SPHWM-115VI | 12.5 | 20.1 | 8.2 | Yes | No | 1 | 400 | 600 | 100 | 300 | 2025-01-01
205263867 | C&H | CH-12SPH-115VO | CH-12SPHWM-115VI | 12.5 | 20.1 | 8.2 | Yes | No | 1 | 400 | 600 | 100 | 300 | 2025-01-01
205263868 | C&H | CH-12SPH-230VO | CH-12MSPHWM-230VI | 13 | 21.3 | 8.4 | Yes | No | 1 | 400 | 600 | 100 | 300 | 2025-01-01
205263869 | C&H | CH-18SPH-230VO | CH-18MSPHWM-230VI | 13 | 19.9 | 8.1 | Yes | No | 1 | 400 | 600 | 100 | 300 | 2025-01-01
205263873 | C&H | CH-HYP09SPH230VO | CH-D09MSPHWM-230VI | 14.5 | 23.1 | 9.9 | Yes | No | 3 | 600 | 800 | 150 | 350 | 2025-01-01
205263874 | C&H | CH-HYP12SPH230VO | CH-D12MSPHWM-230VI | 13 | 19.9 | 9.1 | Yes | No | 3 | 600 | 800 | 150 | 350 | 2025-01-01
205263875 | C&H | CH-HYP18SPH230VO | CH-D18MSPHWM-230VI | 12.5 | 19.4 | 8.9 | Yes | No | 2 | 500 | 700 | 100 | 300 | 2025-01-01
205263876 | C&H | CH-HYP24SPH230VO | CH-D24MSPHWM-230VI | 13 | 20 | 9.5 | Yes | No | 3 | 600 | 800 | 150 | 350 | 2025-01-01
205263877 | C&H | CH-09SPH-230VO | CH-D09MSPHWM-230VI | 14.9 | 21.8 | 9.3 | Yes | Both | 3 | 600 | 800 | 150 | 350 | 2025-01-01
205263878 | C&H | CH-12SPH-230VO | CH-D12MSPHWM-230VI | 13.7 | 22.3 | 8.8 | Yes | Both | 2 | 500 | 700 | 100 | 300 | 2025-01-01
205263879 | C&H | CH-18SPH-230VO | CH-D18MSPHWM-230VI | 13 | 20 | 8.3 | Yes | No | 1 | 400 | 600 | 100 | 300 | 2025-01-01
205263880 | C&H | CH-24SPH-230VO | CH-D24MSPHWM-230VI | 13.7 | 19.8 | 9.3 | Yes | No | 3 | 600 | 800 | 150 | 350 | 2025-01-01
205047857 | C&H | CH-09SPH-230VO | CH-09DKT230VI | 14.9 | 21.8 | 9.3 | Yes | Both | 3 | 600 | 800 | 150 | 350 | 2025-01-01
205047858 | C&H | CH-60LCU/O | CH-60LCFC/I | 9.8 | 18 | 9.4 | No | N/A | 3 | 600 | 800 | 150 | 350 | 2025-01-01
205047859 | C&H | CH-48LCU/O | CH-48LCFC/I | 9.3 | 17.8 | 9 | No | N/A | 3 | 600 | 800 | 150 | 350 | 2025-01-01
205047860 | C&H | CH-36LCU/O | CH-36LCFC/I | 8 | 16 | 10 | No | N/A | 4 | 700 | 900 | 150 | 350 | 2025-01-01
204745016 | C&H | CH-09MIA230VO | CH-09MIA230VI | 11 | 18 | 9.1 | No | N/A | 3 | 600 | 800 | 150 | 350 | 2025-01-01
204098414 | C&H | CH-18SPH-230VO | CH-18MSPHCT-230VI | 12.5 | 20 | 9.1 | Yes | No | 3 | 600 | 800 | 150 | 350 | 2025-01-01
204098416 | C&H | CH-09DKT230VO | CH-09MSPHCT-230VI | 13 | 20 | 9.4 | Yes | No | 3 | 600 | 800 | 150 | 350 | 2025-01-01
204098417 | C&H | CH-12DKT230VO | CH-12MSPHCT-230VI | 12.5 | 19.5 | 9.3 | Yes | No | 3 | 600 | 800 | 150 | 350 | 2025-01-01
204098418 | C&H | CH-18DKT230VO | CH-18MSPHCT-230VI | 12.5 | 20 | 9.8 | Yes | No | 3 | 600 | 800 | 150 | 350 | 2025-01-01
204098419 | C&H | CH-24DKT230VO | CH-24MSPHCT-230VI | 11 | 20 | 9.6 | No | N/A | 3 | 600 | 800 | 150 | 350 | 2025-01-01
204098420 | C&H | CH-09SPH-230VO | CH-09LCDTU/I | 12.1 | 18.7 | 9.8 | Yes | Both | 3 | 600 | 800 | 150 | 350 | 2025-01-01
204098421 | C&H | CH-12SPH-230VO | CH-12LCDTU/I | 11.7 | 19 | 10 | Yes | Both | 4 | 700 | 900 | 150 | 350 | 2025-01-01
204098422 | C&H | CH-18SPH-230VO | CH-18LCDTU/I | 11.7 | 18.5 | 9.2 | Yes | No | 3 | 600 | 800 | 150 | 350 | 2025-01-01
204098423 | C&H | CH-24SPH-230VO | CH-24LCDTU/I | 11.7 | 19 | 10 | Yes | Both | 4 | 700 | 900 | 150 | 350 | 2025-01-01
204098424 | C&H | CH-09DKT230VO | CH-09LCDTU/I | 12.1 | 18.5 | 11.5 | Yes | Both | 4 | 700 | 900 | 150 | 350 | 2025-01-01
204098425 | C&H | CH-12DKT230VO | CH-12LCDTU/I | 11.7 | 19 | 10 | Yes | Both | 4 | 700 | 900 | 150 | 350 | 2025-01-01
204098427 | C&H | CH-24DKT230VO | CH-24LCDTU/I | 11.7 | 19.2 | 10.5 | Yes | Both | 4 | 700 | 900 | 150 | 350 | 2025-01-01
204098429 | C&H | CH-12SPH-230VO | CH-12MSPHMC-230VI | 13 | 20.5 | 8.8 | Yes | No | 2 | 500 | 700 | 100 | 300 | 2025-01-01
204098431 | C&H | CH-12DKT230VO | CH-12MSPHMC-230VI | 12.5 | 19.4 | 9.4 | Yes | No | 3 | 600 | 800 | 150 | 350 | 2025-01-01
204098432 | C&H | CH-18SPH-230VO | CH-18MSPHFC-230VI | 12.5 | 20 | 8.9 | Yes | No | 2 | 500 | 700 | 100 | 300 | 2025-01-01
204098433 | C&H | CH-24SPH-230VO | CH-24MSPHFC-230VI | 12.5 | 20 | 9.4 | Yes | No | 3 | 600 | 800 | 150 | 350 | 2025-01-01
204098434 | C&H | CH-18DKT230VO | CH-18MSPHFC-230VI | 12.5 | 19.9 | 9.9 | Yes | No | 3 | 600 | 800 | 150 | 350 | 2025-01-01
204098435 | C&H | CH-24DKT230VO | CH-24MSPHFC-230VI | 11.5 | 20 | 10 | No | N/A | 4 | 700 | 900 | 150 | 350 | 2025-01-01
203456306 | C&H | CH-SR09SPH-115VO | CH-SR09SPH-115VI | 15 | 23.7 | 8.6 | Yes | No | 2 | 500 | 700 | 100 | 300 | 2025-01-01
203748693 | C&H | CH-09MIA115VO | CH-09MIA115VI | 11.5 | 18.9 | 8.1 | No | N/A | 1 | 400 | 600 | 100 | 300 | 2025-01-01
202534924 | C&H | CH-36LCU/O | CH-36MSPHCT-230VI | 9 | 17.5 | 9.3 | No | N/A | 3 | 600 | 800 | 150 | 350 | 2025-01-01
202534925 | C&H | CH-48LCU/O | CH-48MSPHCT-230VI | 9.5 | 16.8 | 9 | No | N/A | 3 | 600 | 800 | 150 | 350 | 2025-01-01
202081019 | C&H | CH-09DKT230VO | CH-09DKT230VI | 14.5 | 23.1 | 9.9 | Yes | No | 3 | 600 | 800 | 150 | 350 | 2025-01-01
202081220 | C&H | CH-12DKT230VO | CH-12DKT230VI | 13 | 19.9 | 9.1 | Yes | No | 3 | 600 | 800 | 150 | 350 | 2025-01-01
202081274 | C&H | CH-18DKT230VO | CH-18DKT230VI | 12.5 | 19.4 | 8.9 | Yes | No | 2 | 500 | 700 | 100 | 300 | 2025-01-01
202081317 | C&H | CH-24DKT230VO | CH-24DKT230VI | 13 | 20 | 9.5 | Yes | No | 3 | 600 | 800 | 150 | 350 | 2025-01-01
201992974 | C&H | CH-18LCU/O | CH-18LCDTU/I | 11.7 | 18.5 | 9.2 | Yes | No | 3 | 600 | 800 | 150 | 350 | 2025-01-01
201755335 | C&H | CH-24LCU/O | CH-24LCDTU/I | 11.7 | 19.2 | 10.5 | Yes | Both | 4 | 700 | 900 | 150 | 350 | 2025-01-01
201755338 | C&H | CH-60LCU/O | CH-60LCDTU/I | 9 | 15.4 | 8.4 | No | N/A | 1 | 400 | 600 | 100 | 300 | 2025-01-01
10443490 | C&H | CH-24LCDTU/O | CH-24LCDTU/I | 11.7 | 19.2 | 10.5 | Yes | Both | 4 | 700 | 900 | 150 | 350 | 2025-01-01
10507898 | C&H | CH-60LCDTU/O | CH-60LCDTU/I | 9 | 15.4 | 8.4 | No | N/A | 1 | 400 | 600 | 100 | 300 | 2025-01-01
9119323 | C&H | CH-12SPH-115VO | CH-12SPH-115VI | 12.5 | 20.1 | 8.2 | Yes | No | 1 | 400 | 600 | 100 | 300 | 2025-01-01
9119325 | C&H | CH-12SPH-230VO | CH-12SPH-230VI | 13 | 21.3 | 8.4 | Yes | No | 1 | 400 | 600 | 100 | 300 | 2025-01-01
9119326 | C&H | CH-18SPH-230VO | CH-18SPH-230VI | 13 | 19.9 | 8.1 | Yes | No | 1 | 400 | 600 | 100 | 300 | 2025-01-01
9119139 | C&H | CH09VCT230VO | CH09VCT230VI | 14 | 23 | 8.5 | No | N/A | 2 | 500 | 700 | 100 | 300 | 2025-01-01
9119140 | C&H | CH12VCT230VO | CH12VCT230VI | 12 | 21.5 | 8.5 | No | N/A | 2 | 500 | 700 | 100 | 300 | 2025-01-01
9119141 | C&H | CH18VCT230VO | CH18VCT230VI | 12.5 | 20 | 8.5 | No | N/A | 2 | 500 | 700 | 100 | 300 | 2025-01-01
9119142 | C&H | CH24VCT230VO | CH24VCT230VI | 12.5 | 20 | 8.5 | No | N/A | 2 | 500 | 700 | 100 | 300 | 2025-01-01
9119143 | C&H | CH09VCT115VO | CH09VCT115VI | 13 | 23 | 9.4 | No | N/A | 3 | 600 | 800 | 150 | 350 | 2025-01-01
9119145 | C&H | CH12VCT115VO | CH12VCT115VI | 12 | 21.5 | 8.2 | No | N/A | 1 | 400 | 600 | 100 | 300 | 2025-01-01
8235772 | C&H | GWH09QC-D3DNA1D/O | GWH09QC-D3DNA1D/I | 14 | 23 | 8.5 | No | N/A | 2 | 500 | 700 | 100 | 300 | 2025-01-01
8235773 | C&H | GWH12QC-D3DNA1D/O | GWH12QC-D3DNA1D/I | 12 | 21.5 | 8.5 | No | N/A | 2 | 500 | 700 | 100 | 300 | 2025-01-01
8235774 | C&H | GWH18QD-D3DNA1G/O | GWH18QD-D3DNA1G/I | 12.5 | 20 | 8.5 | No | N/A | 2 | 500 | 700 | 100 | 300 | 2025-01-01
8235775 | C&H | GWH24QE-D3DNA1D/O | GWH24QE-D3DNA1D/I | 12.5 | 20 | 8.5 | No | N/A | 2 | 500 | 700 | 100 | 300 | 2025-01-01
8235776 | C&H | GWH09QC-A3DNA1D/O | GWH09QC-A3DNA1D/I | 13 | 23 | 9.4 | No | N/A | 3 | 600 | 800 | 150 | 350 | 2025-01-01
8235777 | C&H | GWH12QC-A3DNA1D/O | GWH12QC-A3DNA1D/I | 12 | 21.5 | 8.2 | No | N/A | 1 | 400 | 600 | 100 | 300 | 2025-01-01
205104725 | C&H | CH-12SPH-230VO | CH-12DKT230VI | 13.7 | 22.3 | 8.8 | Yes | Both | 2 | 500 | 700 | 100 | 300 | 2025-01-01
205104726 | C&H | CH-18SPH-230VO | CH-18DKT230VI | 13 | 20 | 8.3 | Yes | No | 1 | 400 | 600 | 100 | 300 | 2025-01-01
205104727 | C&H | CH-24SPH-230VO | CH-24DKT230VI | 13.7 | 19.8 | 9.3 | Yes | No | 3 | 600 | 800 | 150 | 350 | 2025-01-01
201992972 | C&H | CH-09LCU/O | CH-09LCDTU/I | 12.1 | 18.7 | 9.8 | Yes | Both | 3 | 600 | 800 | 150 | 350 | 2025-01-01
201992973 | C&H | CH-12LCU/O | CH-12LCDTU/I | 11.7 | 19 | 10 | Yes | Both | 4 | 700 | 900 | 150 | 350 | 2025-01-01
210665985 | C&H | CH-ES09-115VO | CH-B09OLVWM-115VI | 13.8 | 23 | 9.8 | Yes | No | 3 | 600 | 800 | 150 | 350 | 2025-01-01
210665986 | C&H | CH-ES12-115VO | CH-B12OLVWM-115VI | 12.5 | 22.7 | 10.4 | Yes | No | 4 | 700 | 900 | 150 | 350 | 2025-01-01
210665987 | C&H | CH-HPR06F9-230VO | CH-B06MOLVWM-230VI | 15 | 23.5 | 12 | Yes | Both | 4 | 700 | 900 | 150 | 350 | 2025-01-01
210665988 | C&H | CH-ES09-230VO | CH-B09MOLVWM-230VI | 14.7 | 24 | 11.6 | Yes | Both | 4 | 700 | 900 | 150 | 350 | 2025-01-01
210665989 | C&H | CH-ES12-230VO | CH-B12MOLVWM-230VI | 13 | 23.1 | 10.8 | Yes | Both | 4 | 700 | 900 | 150 | 350 | 2025-01-01
210665990 | C&H | CH-ES18-230VO | CH-B18MOLVWM-230VI | 13.5 | 24 | 10.5 | Yes | Both | 4 | 700 | 900 | 150 | 350 | 2025-01-01
210665991 | C&H | CH-ES24-230VO | CH-B24MOLVWM-230VI | 13 | 21 | 8.5 | Yes | No | 2 | 500 | 700 | 100 | 300 | 2025-01-01
210665992 | C&H | CH-HPR09-230VO | CH-B09MOLVWM-230VI | 15.8 | 26.4 | 11.6 | Yes | Both | 4 | 700 | 900 | 150 | 350 | 2025-01-01
210665993 | C&H | CH-HPR12-230VO | CH-B12MOLVWM-230VI | 13 | 23.1 | 10.5 | Yes | Both | 4 | 700 | 900 | 150 | 350 | 2025-01-01
210665994 | C&H | CH-HPR18-230VO | CH-B18MOLVWM-230VI | 13 | 22 | 10.6 | Yes | Both | 4 | 700 | 900 | 150 | 350 | 2025-01-01
210665995 | C&H | CH-HPR24-230VO | CH-B24MOLVWM-230VI | 12.5 | 22.3 | 10.3 | Yes | Both | 4 | 700 | 900 | 150 | 350 | 2025-01-01
210665996 | C&H | CH-ES06-115VO | CH-06OLVWM-115VI | 13.8 | 23 | 9.8 | Yes | No | 3 | 600 | 800 | 150 | 350 | 2025-01-01
210434544 | C&H | CH-06OLVWM-115VO | CH-06OLVWM-115VI | 13.8 | 23 | 9.8 | Yes | No | 3 | 600 | 800 | 150 | 350 | 2025-01-01
210434545 | C&H | CH-NY06MIA-115VO | CH-NY06MIA-115VI | 12.5 | 21.5 | 9 | Yes | No | 3 | 600 | 800 | 150 | 350 | 2025-01-01
209937047 | C&H | CH-ES09-230VO | CH-09MASTWM-230VI | 15 | 25.5 | 12.3 | Yes | Both | 4 | 700 | 900 | 150 | 350 | 2025-01-01
209937048 | C&H | CH-ES24-230VO | CH-24MASTWM-230VI | 14 | 22 | 10 | Yes | No | 4 | 700 | 900 | 150 | 350 | 2025-01-01
209937049 | C&H | CH-ES18-230VO | CH-18MASTWM-230VI | 12.5 | 23.5 | 10.8 | Yes | No | 4 | 700 | 900 | 150 | 350 | 2025-01-01
209937050 | C&H | CH-ES12-230VO | CH-12MASTWM-230VI | 13.7 | 24.6 | 10.7 | Yes | No | 4 | 700 | 900 | 150 | 350 | 2025-01-01
209937051 | C&H | CH-ES12-230VO | CH-12MMC-230VI | 13 | 25 | 11 | Yes | Both | 4 | 700 | 900 | 150 | 350 | 2025-01-01
209937052 | C&H | CH-HPR12-230VO | CH-12MMC-230VI | 13.3 | 24.2 | 10.7 | Yes | Both | 4 | 700 | 900 | 150 | 350 | 2025-01-01
209937053 | C&H | CH-ES18-230VO | CH-16MMC-230VI | 12.5 | 22.4 | 10.4 | Yes | Both | 4 | 700 | 900 | 150 | 350 | 2025-01-01
209937054 | C&H | CH-HPR18-230VO | CH-16MMC-230VI | 11 | 20.2 | 8.9 | No | N/A | 2 | 500 | 700 | 100 | 300 | 2025-01-01
9046369 | CADENZA | MOB30-12HFN1-MV0W | CFAU-12HRFN1-M(C) | 12.5 | 19.4 | 9.4 | No | N/A | 3 | 600 | 800 | 150 | 350 | 2025-01-01
213479411 | CanAir | C28MC218H22 |  | 12 | 19 | 9.3 | Yes | Both | 3 | 600 | 800 | 150 | 350 | 2025-01-01
213479405 | CanAir | C28MC328H21 |  | 11.7 | 20 | 9.5 | Yes | Both | 3 | 600 | 800 | 150 | 350 | 2025-01-01
213479408 | CanAir | C28MC436H22 |  | 11.7 | 19 | 10 | Yes | No | 4 | 700 | 900 | 150 | 350 | 2025-01-01
215449737 | CanAir | 4C28MC655H21 |  | 11.7 | 20 | 10.7 | Yes | Both | 4 | 700 | 900 | 150 | 350 | 2025-01-01
215449725 | CanAir | 4C28MC318H21 |  | 13 | 20 | 10 | Yes | Both | 4 | 700 | 900 | 150 | 350 | 2025-01-01
215449728 | CanAir | 4C28MC428H21 |  | 12 | 19 | 9.5 | Yes | Both | 3 | 600 | 800 | 150 | 350 | 2025-01-01
215449731 | CanAir | 4C28MC536H21 |  | 12 | 19.4 | 10.4 | Yes | Both | 4 | 700 | 900 | 150 | 350 | 2025-01-01
215449734 | CanAir | 4C28MC648H21 |  | 11.7 | 20.4 | 11 | Yes | Both | 4 | 700 | 900 | 150 | 350 | 2025-01-01
207683263 | CanAir | C28MC218H21 |  | 12 | 19 | 9.8 | Yes | Both | 3 | 600 | 800 | 150 | 350 | 2025-01-01
207683266 | CanAir | C28MC324H21 |  | 12.5 | 21.3 | 9.7 | Yes | Both | 3 | 600 | 800 | 150 | 350 | 2025-01-01
207683269 | CanAir | C28MC436H21 |  | 11 | 20 | 9.2 | No | N/A | 3 | 600 | 800 | 150 | 350 | 2025-01-01
207683272 | CanAir | C28MC548H21 |  | 11.7 | 20.9 | 9 | Yes | Both | 3 | 600 | 800 | 150 | 350 | 2025-01-01
207683268 | CanAir | C28MC436H21 |  | 11.7 | 23.9 | 9.5 | Yes | No | 3 | 600 | 800 | 150 | 350 | 2025-01-01
207683271 | CanAir | C28MC548H21 |  | 11.7 | 21.8 | 9.8 | Yes | Both | 3 | 600 | 800 | 150 | 350 | 2025-01-01
207683262 | CanAir | C28MC218H21 |  | 13.9 | 22.9 | 10.5 | Yes | No | 4 | 700 | 900 | 150 | 350 | 2025-01-01
207683265 | CanAir | C28MC324H21 |  | 13.4 | 24.6 | 10 | Yes | Both | 4 | 700 | 900 | 150 | 350 | 2025-01-01
205306868 | CanAir | C23MC327H21 |  | 12.5 | 23 | 9.2 | Yes | No | 3 | 600 | 800 | 150 | 350 | 2025-01-01
205306869 | CanAir | C23MC436H21 |  | 11.5 | 22.5 | 9 | No | N/A | 3 | 600 | 800 | 150 | 350 | 2025-01-01
205306870 | CanAir | C23MC548H21 |  | 12.5 | 23.7 | 8.6 | Yes | No | 2 | 500 | 700 | 100 | 300 | 2025-01-01
215449733 | CanAir | 4C28MC648H21 |  | 12 | 23 | 11 | Yes | Both | 4 | 700 | 900 | 150 | 350 | 2025-01-01
215449736 | CanAir | 4C28MC655H21 |  | 12 | 22.2 | 10.5 | Yes | Both | 4 | 700 | 900 | 150 | 350 | 2025-01-01
215449727 | CanAir | 4C28MC428H21 |  | 12.5 | 23 | 10.5 | Yes | Both | 4 | 700 | 900 | 150 | 350 | 2025-01-01
215449730 | CanAir | 4C28MC536H21 |  | 13 | 23 | 10.7 | Yes | Both | 4 | 700 | 900 | 150 | 350 | 2025-01-01
215449724 | CanAir | 4C28MC318H21 |  | 15 | 25 | 10.4 | Yes | Both | 4 | 700 | 900 | 150 | 350 | 2025-01-01
213479404 | CanAir | C28MC328H21 |  | 12.5 | 23 | 10.6 | Yes | Both | 4 | 700 | 900 | 150 | 350 | 2025-01-01
213479410 | CanAir | C28MC218H22 |  | 12.5 | 22 | 9.8 | Yes | Both | 3 | 600 | 800 | 150 | 350 | 2025-01-01
213479407 | CanAir | C28MC436H22 |  | 13.6 | 22.2 | 10.3 | Yes | Both | 4 | 700 | 900 | 150 | 350 | 2025-01-01
213479409 | CanAir | C28MC436H22 |  | 12.65 | 20.6 | 10.15 | Yes | Both | 4 | 700 | 900 | 150 | 350 | 2025-01-01
213479406 | CanAir | C28MC328H21 |  | 12.1 | 21.5 | 10.05 | Yes | Both | 4 | 700 | 900 | 150 | 350 | 2025-01-01
213479412 | CanAir | C28MC218H22 |  | 12.25 | 20.5 | 9.55 | Yes | Both | 3 | 600 | 800 | 150 | 350 | 2025-01-01
215449732 | CanAir | 4C28MC536H21 |  | 12.5 | 21.2 | 10.55 | Yes | Both | 4 | 700 | 900 | 150 | 350 | 2025-01-01
215449729 | CanAir | 4C28MC428H21 |  | 12.25 | 21 | 10 | Yes | Both | 4 | 700 | 900 | 150 | 350 | 2025-01-01
215449726 | CanAir | 4C28MC318H21 |  | 14 | 22.5 | 10.2 | Yes | Both | 4 | 700 | 900 | 150 | 350 | 2025-01-01
215449735 | CanAir | 4C28MC648H21 |  | 11.85 | 21.7 | 11 | Yes | Both | 4 | 700 | 900 | 150 | 350 | 2025-01-01
215449738 | CanAir | 4C28MC655H21 |  | 11.85 | 21.1 | 10.6 | Yes | Both | 4 | 700 | 900 | 150 | 350 | 2025-01-01
207683264 | CanAir | C28MC218H21 |  | 12.95 | 20.95 | 10.15 | Yes | No | 4 | 700 | 900 | 150 | 350 | 2025-01-01
207683267 | CanAir | C28MC324H21 |  | 12.95 | 22.95 | 9.85 | Yes | Both | 3 | 600 | 800 | 150 | 350 | 2025-01-01
207683270 | CanAir | C28MC436H21 |  | 11.35 | 21.95 | 9.35 | No | N/A | 3 | 600 | 800 | 150 | 350 | 2025-01-01
207683273 | CanAir | C28MC548H21 |  | 11.7 | 21.35 | 9.4 | Yes | Both | 3 | 600 | 800 | 150 | 350 | 2025-01-01
207796645 | CanAir | C23SCH18H22 | C28SEH18H21 | 12.5 | 21.5 | 11.3 | Yes | Both | 4 | 700 | 900 | 150 | 350 | 2025-01-01
207683249 | CanAir | C22SCH09H11 | C22SEH09H11 | 12.5 | 21.5 | 9 | Yes | No | 3 | 600 | 800 | 150 | 350 | 2025-01-01
207683250 | CanAir | C22SCH12H11 | C22SEH12H11 | 10.3 | 20.8 | 8.7 | No | N/A | 2 | 500 | 700 | 100 | 300 | 2025-01-01
207683251 | CanAir | C22SCH09H21 | C22SEH09H21 | 12.6 | 21.7 | 9.1 | Yes | No | 3 | 600 | 800 | 150 | 350 | 2025-01-01
207683252 | CanAir | C22SCH12H21 | C22SEH12H21 | 10.8 | 21.4 | 9.1 | No | N/A | 3 | 600 | 800 | 150 | 350 | 2025-01-01
207683253 | CanAir | C22SCH18H21 | C22SEH18H21 | 10.5 | 19 | 8.7 | No | N/A | 2 | 500 | 700 | 100 | 300 | 2025-01-01
207683254 | CanAir | C22SCH24H21 | C22SEH24H21 | 9 | 18 | 8.6 | No | N/A | 2 | 500 | 700 | 100 | 300 | 2025-01-01
207683255 | CanAir | C28SCH06H21 | C28SEH06H21 | 15.8 | 26.5 | 13.6 | Yes | Both | 4 | 700 | 900 | 150 | 350 | 2025-01-01
207683256 | CanAir | C28SCH09H21 | C28SEH09H21 | 16.2 | 28.1 | 11.5 | Yes | Both | 4 | 700 | 900 | 150 | 350 | 2025-01-01
207683257 | CanAir | C28SCH12H21 | C28SEH12H21 | 14 | 25.5 | 10.4 | Yes | Both | 4 | 700 | 900 | 150 | 350 | 2025-01-01
207683258 | CanAir | C28SCH18H21 | C28SEH18H21 | 12.5 | 21.5 | 11.3 | Yes | Both | 4 | 700 | 900 | 150 | 350 | 2025-01-01
207683259 | CanAir | C28SCH24H21 | C28SEH24H21 | 13 | 21.5 | 11.4 | Yes | Both | 4 | 700 | 900 | 150 | 350 | 2025-01-01
207683260 | CanAir | C28SCH30H21 | C28SEH30H21 | 11.5 | 20 | 9.2 | No | N/A | 3 | 600 | 800 | 150 | 350 | 2025-01-01
205816493 | CanAir | C23SCH18H22 | C23SEH18H21 | 12.5 | 19.4 | 10 | Yes | No | 4 | 700 | 900 | 150 | 350 | 2025-01-01
205816494 | CanAir | C23SCH24H22 | C23SEH24H21 | 11.7 | 18.9 | 10.4 | Yes | Both | 4 | 700 | 900 | 150 | 350 | 2025-01-01
205306861 | CanAir | C23SCH09H21 | C23SEH09H21 | 14.5 | 23.1 | 9.9 | Yes | No | 3 | 600 | 800 | 150 | 350 | 2025-01-01
205306862 | CanAir | C23SCH12H21 | C23SEH12H21 | 13 | 19.9 | 9.1 | Yes | No | 3 | 600 | 800 | 150 | 350 | 2025-01-01
205306863 | CanAir | C23SCH18H21 | C23SEH18H21 | 12.5 | 19.4 | 8.9 | Yes | No | 2 | 500 | 700 | 100 | 300 | 2025-01-01
205306864 | CanAir | C23SCH24H21 | C23SEH24H21 | 13 | 20 | 9.5 | Yes | No | 3 | 600 | 800 | 150 | 350 | 2025-01-01
203913326 | CanAir | C19SCH09H11 | C19SEH09H11 | 11.5 | 18.9 | 8.1 | No | N/A | 1 | 400 | 600 | 100 | 300 | 2025-01-01
203913327 | CanAir | C19SCH12H11 | C19SEH12H11 | 10.5 | 19 | 8.3 | No | N/A | 1 | 400 | 600 | 100 | 300 | 2025-01-01
203913328 | CanAir | C19SCH09H21 | C19SEH09H21 | 11 | 18 | 9.1 | No | N/A | 3 | 600 | 800 | 150 | 350 | 2025-01-01
203913330 | CanAir | C19SCH18H21 | C19SEH18H21 | 11 | 18.7 | 8.1 | No | N/A | 1 | 400 | 600 | 100 | 300 | 2025-01-01
215828387 | CanAir | 4C25SCH09H21 | 4C28SEH09H21 | 14.9 | 25.8 | 12.5 | Yes | Both | 4 | 700 | 900 | 150 | 350 | 2025-01-01
215828388 | CanAir | 4C25SCH12H21 | 4C28SEH12H21 | 13 | 25.5 | 10.6 | Yes | Both | 4 | 700 | 900 | 150 | 350 | 2025-01-01
215828389 | CanAir | 4C25SCH18H21 | 4C28SEH18H21 | 12.7 | 23.5 | 10.8 | Yes | Both | 4 | 700 | 900 | 150 | 350 | 2025-01-01
215828390 | CanAir | 4C25SCH24H21 | 4C28SEH24H21 | 14 | 23 | 11.7 | Yes | Both | 4 | 700 | 900 | 150 | 350 | 2025-01-01
215449710 | CanAir | 4C22SCH09H11 | 4C22SEH09H11 | 12.5 | 21.5 | 9 | Yes | No | 3 | 600 | 800 | 150 | 350 | 2025-01-01
215449711 | CanAir | 4C22SCH12H11 | 4C22SEH12H11 | 10.1 | 21.2 | 8.7 | No | N/A | 2 | 500 | 700 | 100 | 300 | 2025-01-01
215449712 | CanAir | 4C22SCH09H21 | 4C22SEH09H21 | 12.6 | 21.2 | 9.1 | Yes | Both | 3 | 600 | 800 | 150 | 350 | 2025-01-01
215449713 | CanAir | 4C22SCH12H21 | 4C22SEH12H21 | 10.8 | 21.3 | 9.1 | No | N/A | 3 | 600 | 800 | 150 | 350 | 2025-01-01
215449714 | CanAir | 4C22SCH18H21 | 4C22SEH18H21 | 10.8 | 19.2 | 9.6 | No | N/A | 3 | 600 | 800 | 150 | 350 | 2025-01-01
215449715 | CanAir | 4C22SCH24H21 | 4C22SEH24H21 | 10 | 18.7 | 9.3 | Yes | Yes | 3 | 600 | 800 | 150 | 350 | 2025-01-01
215449716 | CanAir | 4C28SCH06H21 | 4C28SEH06H21 | 18 | 25.5 | 14.8 | Yes | Both | 4 | 700 | 900 | 150 | 350 | 2025-01-01
215449717 | CanAir | 4C28SCH09H21 | 4C28SEH09H21 | 15.4 | 27.4 | 12.5 | Yes | Both | 4 | 700 | 900 | 150 | 350 | 2025-01-01
215449718 | CanAir | 4C28SCH12H21 | 4C28SEH12H21 | 13.4 | 25.4 | 10.5 | Yes | Both | 4 | 700 | 900 | 150 | 350 | 2025-01-01
215449719 | CanAir | 4C28SCH18H21 | 4C28SEH18H21 | 12.5 | 21.4 | 11 | Yes | Both | 4 | 700 | 900 | 150 | 350 | 2025-01-01
215449720 | CanAir | 4C28SCH24H21 | 4C28SEH24H21 | 13 | 21 | 13.5 | Yes | Both | 4 | 700 | 900 | 150 | 350 | 2025-01-01
215449721 | CanAir | 4C28SCH30H21 | 4C28SEH30H21 | 12 | 20.5 | 9.5 | Yes | No | 3 | 600 | 800 | 150 | 350 | 2025-01-01
215449722 | CanAir | 4C28SCH36H21 | 4C28SEH36H21 | 8.6 | 19 | 8.5 | No | N/A | 2 | 500 | 700 | 100 | 300 | 2025-01-01
215449723 | CanAir | 4C28SCH33H21 | 4C28SEH33H21 | 12 | 19.5 | 10.5 | Yes | Both | 4 | 700 | 900 | 150 | 350 | 2025-01-01
214594895 | CanAir | C22SCH12H21 | C22SEH12H22 | 10.8 | 21.4 | 9.2 | No | N/A | 3 | 600 | 800 | 150 | 350 | 2025-01-01
211253521 | CanAir | C25SCH12H21 | C28SEH12H21 | 13.7 | 24.6 | 10.7 | Yes | No | 4 | 700 | 900 | 150 | 350 | 2025-01-01
211253522 | CanAir | C25SCH09H21 | C28SEH09H21 | 15 | 25.5 | 12.3 | Yes | Both | 4 | 700 | 900 | 150 | 350 | 2025-01-01
216027633 | Capella | CPM2B1-H18A-O |  | 13 | 20 | 10 | Yes | Both | 4 | 700 | 900 | 150 | 350 | 2025-01-01
216027636 | Capella | CPM3B1-H27A-O |  | 12 | 19 | 9.5 | Yes | Both | 3 | 600 | 800 | 150 | 350 | 2025-01-01
216027639 | Capella | CPM4B1-H36A-O |  | 12 | 19.4 | 10.4 | Yes | Both | 4 | 700 | 900 | 150 | 350 | 2025-01-01
216027642 | Capella | CPM5B1-H48A-O |  | 11.7 | 20.4 | 11 | Yes | Both | 4 | 700 | 900 | 150 | 350 | 2025-01-01
216027660 | Capella | CPM5B1V-H55A-O |  | 11.7 | 20 | 10.7 | Yes | Both | 4 | 700 | 900 | 150 | 350 | 2025-01-01
216027645 | Capella | CPM5B1-H55A-O |  | 11.7 | 20 | 10.7 | Yes | Both | 4 | 700 | 900 | 150 | 350 | 2025-01-01
216027648 | Capella | CPM2B1V-H18A-O |  | 13 | 20 | 10 | Yes | Both | 4 | 700 | 900 | 150 | 350 | 2025-01-01
216027651 | Capella | CPM3B1V-H27A-O |  | 12 | 19 | 9.5 | Yes | Both | 3 | 600 | 800 | 150 | 350 | 2025-01-01
216027654 | Capella | CPM4B1V-H36A-O |  | 12 | 19.4 | 10.4 | Yes | Both | 4 | 700 | 900 | 150 | 350 | 2025-01-01
216027657 | Capella | CPM5B1V-H48A-O |  | 11.7 | 20.4 | 11 | Yes | Both | 4 | 700 | 900 | 150 | 350 | 2025-01-01
216027659 | Capella | CPM5B1V-H55A-O |  | 12 | 22.2 | 10.5 | Yes | Both | 4 | 700 | 900 | 150 | 350 | 2025-01-01
216027653 | Capella | CPM4B1V-H36A-O |  | 13 | 23 | 10.7 | Yes | Both | 4 | 700 | 900 | 150 | 350 | 2025-01-01
216027656 | Capella | CPM5B1V-H48A-O |  | 12 | 23 | 11 | Yes | Both | 4 | 700 | 900 | 150 | 350 | 2025-01-01
216027647 | Capella | CPM2B1V-H18A-O |  | 15 | 25 | 10.4 | Yes | Both | 4 | 700 | 900 | 150 | 350 | 2025-01-01
216027650 | Capella | CPM3B1V-H27A-O |  | 12.5 | 23 | 10.5 | Yes | Both | 4 | 700 | 900 | 150 | 350 | 2025-01-01
216027641 | Capella | CPM5B1-H48A-O |  | 12 | 23 | 11 | Yes | Both | 4 | 700 | 900 | 150 | 350 | 2025-01-01
216027644 | Capella | CPM5B1-H55A-O |  | 12 | 22.2 | 10.5 | Yes | Both | 4 | 700 | 900 | 150 | 350 | 2025-01-01
216027635 | Capella | CPM3B1-H27A-O |  | 12.5 | 23 | 10.5 | Yes | Both | 4 | 700 | 900 | 150 | 350 | 2025-01-01
216027638 | Capella | CPM4B1-H36A-O |  | 13 | 23 | 10.7 | Yes | Both | 4 | 700 | 900 | 150 | 350 | 2025-01-01
216027632 | Capella | CPM2B1-H18A-O |  | 15 | 25 | 10.4 | Yes | Both | 4 | 700 | 900 | 150 | 350 | 2025-01-01
216027634 | Capella | CPM2B1-H18A-O |  | 14 | 22.5 | 10.2 | Yes | Both | 4 | 700 | 900 | 150 | 350 | 2025-01-01
216027637 | Capella | CPM3B1-H27A-O |  | 12.25 | 21 | 10 | Yes | Both | 4 | 700 | 900 | 150 | 350 | 2025-01-01
216027643 | Capella | CPM5B1-H48A-O |  | 11.85 | 21.7 | 11 | Yes | Both | 4 | 700 | 900 | 150 | 350 | 2025-01-01
216027640 | Capella | CPM4B1-H36A-O |  | 12.5 | 21.2 | 10.55 | Yes | Both | 4 | 700 | 900 | 150 | 350 | 2025-01-01
216027646 | Capella | CPM5B1-H55A-O |  | 11.85 | 21.1 | 10.6 | Yes | Both | 4 | 700 | 900 | 150 | 350 | 2025-01-01
216027649 | Capella | CPM2B1V-H18A-O |  | 14 | 22.5 | 10.2 | Yes | Both | 4 | 700 | 900 | 150 | 350 | 2025-01-01
216027658 | Capella | CPM5B1V-H48A-O |  | 11.85 | 21.7 | 11 | Yes | Both | 4 | 700 | 900 | 150 | 350 | 2025-01-01
216027655 | Capella | CPM4B1V-H36A-O |  | 12.5 | 21.2 | 10.55 | Yes | Both | 4 | 700 | 900 | 150 | 350 | 2025-01-01
216027652 | Capella | CPM3B1V-H27A-O |  | 12.25 | 21 | 10 | Yes | Both | 4 | 700 | 900 | 150 | 350 | 2025-01-01
216027661 | Capella | CPM5B1V-H55A-O |  | 11.85 | 21.1 | 10.6 | Yes | Both | 4 | 700 | 900 | 150 | 350 | 2025-01-01
216027616 | Capella | CPIB-H09A-O | CPIB-H09A-I | 12.6 | 21.6 | 9.4 | Yes | Both | 3 | 600 | 800 | 150 | 350 | 2025-01-01
216027617 | Capella | CPIB-H12A-O | CPIB-H12A-I | 10.8 | 21.3 | 9.2 | No | N/A | 3 | 600 | 800 | 150 | 350 | 2025-01-01
216027618 | Capella | CPIB-H18A-O | CPIB-H18A-I | 11.5 | 20.2 | 9.1 | No | N/A | 3 | 600 | 800 | 150 | 350 | 2025-01-01
216027619 | Capella | CPIB-H24A-O | CPIB-H24A-I | 9.6 | 18.5 | 9 | Yes | Yes | 3 | 600 | 800 | 150 | 350 | 2025-01-01
216027620 | Capella | CPPB-H09A-O | CPPB-H09A-I | 15.4 | 27.4 | 12.5 | Yes | Both | 4 | 700 | 900 | 150 | 350 | 2025-01-01
216027621 | Capella | CPPB-H12A-O | CPPB-H12A-I | 13.4 | 25.4 | 10.5 | Yes | Both | 4 | 700 | 900 | 150 | 350 | 2025-01-01
216027622 | Capella | CPPB-H18A-O | CPPB-H18A-I | 12.5 | 21.4 | 11 | Yes | Both | 4 | 700 | 900 | 150 | 350 | 2025-01-01
216027623 | Capella | CPPB-H24A-O | CPPB-H24A-I | 13 | 21 | 13.5 | Yes | Both | 4 | 700 | 900 | 150 | 350 | 2025-01-01
216027624 | Capella | CPPB-H09A-O | SICB1-H09A-I | 14 | 22.6 | 12.1 | Yes | Both | 4 | 700 | 900 | 150 | 350 | 2025-01-01
216027625 | Capella | CPPB-H12A-O | SICB1-H12A-I | 12.5 | 22.2 | 11.6 | Yes | Both | 4 | 700 | 900 | 150 | 350 | 2025-01-01
216027626 | Capella | CPPB-H18A-O | SICB1-H18A-I | 12.5 | 20 | 12.3 | Yes | Both | 4 | 700 | 900 | 150 | 350 | 2025-01-01
216027627 | Capella | CPPB-H24A-O | SICB1-H24A-I | 12 | 20.7 | 11.6 | Yes | Both | 4 | 700 | 900 | 150 | 350 | 2025-01-01
216027628 | Capella | CPPB-H09A-O | SFCB1-H09A-I | 14 | 20.5 | 13.8 | Yes | Both | 4 | 700 | 900 | 150 | 350 | 2025-01-01
216027629 | Capella | CPPB-H12A-O | SFCB1-H12A-I | 12 | 20 | 10.6 | Yes | Both | 4 | 700 | 900 | 150 | 350 | 2025-01-01
216027630 | Capella | CPPB-H18A-O | SFCB1-H18A-I | 12 | 18.4 | 11.1 | Yes | Both | 4 | 700 | 900 | 150 | 350 | 2025-01-01
216027631 | Capella | CPPB-H24A-O | SFCB1-H24A-I | 12 | 19 | 11.7 | Yes | Both | 4 | 700 | 900 | 150 | 350 | 2025-01-01
216445281 | Capella | CPEB-H09A-O | CPEB-H09A-I | 13.65 | 25 | 11 | Yes | Both | 4 | 700 | 900 | 150 | 350 | 2025-01-01
216445282 | Capella | CPEB-H12A-O | CPEB-H12A-I | 12.25 | 23 | 10 | Yes | Both | 4 | 700 | 900 | 150 | 350 | 2025-01-01
216445283 | Capella | CPEB-H18A-O | CPEB-H18A-I | 12.95 | 21 | 10 | Yes | Both | 4 | 700 | 900 | 150 | 350 | 2025-01-01
216445284 | Capella | CPEB-H24A-O | CPEB-H24A-I | 12.25 | 22.5 | 9.5 | Yes | Both | 3 | 600 | 800 | 150 | 350 | 2025-01-01
213160419 | CARRIER | 38VMB036HDS3-1* |  | 11.7 | 17.3 | 9.1 | Yes | No | 3 | 600 | 800 | 150 | 350 | 2025-01-01
213160427 | CARRIER | 38VMB048HDS3-1* |  | 9 | 16 | 8.5 | No | N/A | 2 | 500 | 700 | 100 | 300 | 2025-01-01
215357435 | CARRIER | 37MGHAQ18CA3 |  | 13 | 20 | 10 | Yes | Both | 4 | 700 | 900 | 150 | 350 | 2025-01-01
215357440 | CARRIER | 37MGHAQ24DA3 |  | 13 | 20 | 9.5 | Yes | Both | 3 | 600 | 800 | 150 | 350 | 2025-01-01
215357449 | CARRIER | 37MGHAQ30EA3 |  | 12.5 | 19.5 | 10.5 | Yes | Both | 4 | 700 | 900 | 150 | 350 | 2025-01-01
215357454 | CARRIER | 37MGHAQ36EA3 |  | 12 | 19.5 | 10.5 | Yes | Both | 4 | 700 | 900 | 150 | 350 | 2025-01-01
215357460 | CARRIER | 37MGHAQ48FA3 |  | 11.7 | 20.5 | 11 | Yes | Both | 4 | 700 | 900 | 150 | 350 | 2025-01-01
215357466 | CARRIER | 37MGHAQ55FA3 |  | 11.7 | 20.2 | 10.7 | Yes | Both | 4 | 700 | 900 | 150 | 350 | 2025-01-01
215357473 | CARRIER | 37MGRAQ18CA3 |  | 12 | 20 | 10 | Yes | Both | 4 | 700 | 900 | 150 | 350 | 2025-01-01
215357479 | CARRIER | 37MGRAQ24DA3 |  | 12.5 | 21 | 9.5 | Yes | Both | 3 | 600 | 800 | 150 | 350 | 2025-01-01
215357492 | CARRIER | 37MGRAQ30EA3 |  | 12 | 21 | 9.5 | Yes | Both | 3 | 600 | 800 | 150 | 350 | 2025-01-01
215357498 | CARRIER | 37MGRAQ36EA3 |  | 11.7 | 20 | 9.2 | Yes | Both | 3 | 600 | 800 | 150 | 350 | 2025-01-01
215357505 | CARRIER | 37MGRAQ48FA3 |  | 12 | 20.5 | 10.6 | Yes | Both | 4 | 700 | 900 | 150 | 350 | 2025-01-01
215357511 | CARRIER | 37MGRAQ55FA3 |  | 10 | 18 | 9.3 | No | N/A | 3 | 600 | 800 | 150 | 350 | 2025-01-01
216369707 | CARRIER | 37VMB030HDS3-1 |  | 12 | 17.8 | 9.8 | Yes | Both | 3 | 600 | 800 | 150 | 350 | 2025-01-01
216369708 | CARRIER | 37VMB036HDS3-1 |  | 12 | 17.8 | 9.6 | Yes | Both | 3 | 600 | 800 | 150 | 350 | 2025-01-01
216369709 | CARRIER | 37VMB048HDS3-1 |  | 11.7 | 17.6 | 10 | Yes | Both | 4 | 700 | 900 | 150 | 350 | 2025-01-01
202345965 | CARRIER | 38MGRQ18B--3 |  | 11.7 | 18.3 | 9 | Yes | No | 3 | 600 | 800 | 150 | 350 | 2025-01-01
202345968 | CARRIER | 38MGRQ36D--3 |  | 11.7 | 19 | 9.5 | No | N/A | 3 | 600 | 800 | 150 | 350 | 2025-01-01
202345969 | CARRIER | 38MGRQ48E--3 |  | 10.1 | 18.3 | 9.6 | No | N/A | 3 | 600 | 800 | 150 | 350 | 2025-01-01
204711112 | CARRIER | 38MGRQ30D--3 |  | 10 | 18.5 | 8.7 | No | N/A | 2 | 500 | 700 | 100 | 300 | 2025-01-01
204707613 | CARRIER | 38MGRQ24C--3 |  | 11 | 20 | 8.5 | No | N/A | 2 | 500 | 700 | 100 | 300 | 2025-01-01
207642877 | CARRIER | 38MGRBQ18BA3 |  | 12 | 19 | 9.8 | Yes | Both | 3 | 600 | 800 | 150 | 350 | 2025-01-01
207642880 | CARRIER | 38MGHBQ24CA3 |  | 12.5 | 21.3 | 9.7 | Yes | Both | 3 | 600 | 800 | 150 | 350 | 2025-01-01
207642883 | CARRIER | 38MGHBQ30DA3 |  | 12 | 20 | 9.2 | Yes | No | 3 | 600 | 800 | 150 | 350 | 2025-01-01
207642886 | CARRIER | 38MGRBQ36DA3 |  | 11 | 20 | 9.2 | No | N/A | 3 | 600 | 800 | 150 | 350 | 2025-01-01
207642889 | CARRIER | 38MGHBQ48EA3 |  | 11.7 | 20.9 | 9 | Yes | Both | 3 | 600 | 800 | 150 | 350 | 2025-01-01
207642892 | CARRIER | 38MGHBQ36DA3 |  | 11.7 | 19 | 10 | Yes | No | 4 | 700 | 900 | 150 | 350 | 2025-01-01
207642895 | CARRIER | 38MGRBQ48EA3 |  | 10.8 | 20.5 | 9.7 | No | N/A | 3 | 600 | 800 | 150 | 350 | 2025-01-01
216369710 | CARRIER | 37VMB060HDS3-1 |  | 9 | 17 | 9.2 | Yes | Yes | 3 | 600 | 800 | 150 | 350 | 2025-01-01
216369711 | CARRIER | 37VMB030HDS3-1 |  | 14 | 20 | 10.1 | Yes | Both | 4 | 700 | 900 | 150 | 350 | 2025-01-01
216369712 | CARRIER | 37VMB036HDS3-1 |  | 13.3 | 20 | 10.1 | Yes | Both | 4 | 700 | 900 | 150 | 350 | 2025-01-01
207642894 | CARRIER | 38MGRBQ48EA3 |  | 12.5 | 23.4 | 8.7 | Yes | No | 2 | 500 | 700 | 100 | 300 | 2025-01-01
207642888 | CARRIER | 38MGHBQ48EA3 |  | 11.7 | 21.8 | 9.8 | Yes | Both | 3 | 600 | 800 | 150 | 350 | 2025-01-01
207642891 | CARRIER | 38MGHBQ36DA3 |  | 13.6 | 22.2 | 10.3 | Yes | Both | 4 | 700 | 900 | 150 | 350 | 2025-01-01
207642882 | CARRIER | 38MGHBQ30DA3 |  | 13 | 26 | 9.8 | Yes | Both | 3 | 600 | 800 | 150 | 350 | 2025-01-01
207642885 | CARRIER | 38MGRBQ36DA3 |  | 11.7 | 23.9 | 9.5 | Yes | No | 3 | 600 | 800 | 150 | 350 | 2025-01-01
207642876 | CARRIER | 38MGRBQ18BA3 |  | 13.9 | 22.9 | 10.5 | Yes | No | 4 | 700 | 900 | 150 | 350 | 2025-01-01
207642879 | CARRIER | 38MGHBQ24CA3 |  | 13.4 | 24.6 | 10 | Yes | Both | 4 | 700 | 900 | 150 | 350 | 2025-01-01
204711106 | CARRIER | 38MGRQ24C--3 |  | 12.5 | 23 | 9.2 | Yes | No | 3 | 600 | 800 | 150 | 350 | 2025-01-01
216765583 | CARRIER | 37MTRAQ18CA3 |  | 11.7 | 18.5 | 9.2 | Yes | Both | 3 | 600 | 800 | 150 | 350 | 2025-01-01
216765584 | CARRIER | 37MTRAQ27DA3 |  | 10.5 | 18.5 | 8.5 | Yes | Yes | 2 | 500 | 700 | 100 | 300 | 2025-01-01
216765585 | CARRIER | 37MTRAQ36EA3 |  | 9.5 | 18.8 | 8.5 | Yes | Yes | 2 | 500 | 700 | 100 | 300 | 2025-01-01
216765586 | CARRIER | 37MTRAQ48FA3 |  | 10 | 18.7 | 9.5 | Yes | Yes | 3 | 600 | 800 | 150 | 350 | 2025-01-01
9854626 | CARRIER | 38MGRQ30D--3 |  | 12 | 22.5 | 9.5 | No | N/A | 3 | 600 | 800 | 150 | 350 | 2025-01-01
9118461 | CARRIER | 38MGRQ18B--3 |  | 12 | 22.4 | 9.1 | Yes | No | 3 | 600 | 800 | 150 | 350 | 2025-01-01
9118473 | CARRIER | 38MGRQ36D--3 |  | 13.5 | 21.5 | 9.5 | Yes | Both | 3 | 600 | 800 | 150 | 350 | 2025-01-01
9118477 | CARRIER | 38MGRQ48E--3 |  | 12.5 | 23.7 | 8.6 | Yes | No | 2 | 500 | 700 | 100 | 300 | 2025-01-01
7947321 | CARRIER | 38MGQC18---301-- |  | 12.5 | 20 | 8.3 | Yes | No | 1 | 400 | 600 | 100 | 300 | 2025-01-01
216369713 | CARRIER | 37VMB048HDS3-1 |  | 11.7 | 20 | 10.1 | Yes | Both | 4 | 700 | 900 | 150 | 350 | 2025-01-01
216369714 | CARRIER | 37VMB060HDS3-1 |  | 9.5 | 19.5 | 10.1 | Yes | Yes | 4 | 700 | 900 | 150 | 350 | 2025-01-01
215357509 | CARRIER | 37MGRAQ55FA3 |  | 10 | 22 | 9.6 | No | N/A | 3 | 600 | 800 | 150 | 350 | 2025-01-01
215357470 | CARRIER | 37MGRAQ18CA3 |  | 14 | 25.2 | 9.8 | Yes | Both | 3 | 600 | 800 | 150 | 350 | 2025-01-01
215357502 | CARRIER | 37MGRAQ48FA3 |  | 12.5 | 24 | 10.4 | Yes | Both | 4 | 700 | 900 | 150 | 350 | 2025-01-01
215357496 | CARRIER | 37MGRAQ36EA3 |  | 12 | 24 | 9.5 | Yes | Both | 3 | 600 | 800 | 150 | 350 | 2025-01-01
215357490 | CARRIER | 37MGRAQ30EA3 |  | 13 | 25 | 10 | Yes | Both | 4 | 700 | 900 | 150 | 350 | 2025-01-01
215357477 | CARRIER | 37MGRAQ24DA3 |  | 13.5 | 25 | 9.5 | Yes | Both | 3 | 600 | 800 | 150 | 350 | 2025-01-01
215357464 | CARRIER | 37MGHAQ55FA3 |  | 12 | 22.3 | 10.5 | Yes | Both | 4 | 700 | 900 | 150 | 350 | 2025-01-01
215357448 | CARRIER | 37MGHAQ30EA3 |  | 13.2 | 24 | 10.7 | Yes | Both | 4 | 700 | 900 | 150 | 350 | 2025-01-01
215357458 | CARRIER | 37MGHAQ48FA3 |  | 12 | 23 | 11.3 | Yes | Both | 4 | 700 | 900 | 150 | 350 | 2025-01-01
215357453 | CARRIER | 37MGHAQ36EA3 |  | 13.1 | 23.1 | 10.7 | Yes | Both | 4 | 700 | 900 | 150 | 350 | 2025-01-01
215357438 | CARRIER | 37MGHAQ24DA3 |  | 13 | 24 | 10 | Yes | Both | 4 | 700 | 900 | 150 | 350 | 2025-01-01
215357433 | CARRIER | 37MGHAQ18CA3 |  | 15 | 25 | 10.5 | Yes | Both | 4 | 700 | 900 | 150 | 350 | 2025-01-01
213160430 | CARRIER | 38VMB060HDS3-1* |  | 9.5 | 18.6 | 8.7 | No | N/A | 2 | 500 | 700 | 100 | 300 | 2025-01-01
213363514 | CARRIER | 38MTRAQ48EA3 |  | 10 | 18.7 | 8.8 | Yes | Yes | 2 | 500 | 700 | 100 | 300 | 2025-01-01
213363517 | CARRIER | 38MTRAQ18BA3 |  | 11.5 | 18 | 8.7 | Yes | Both | 2 | 500 | 700 | 100 | 300 | 2025-01-01
213363520 | CARRIER | 38MTRAQ36DA3 |  | 10 | 20 | 8.5 | No | N/A | 2 | 500 | 700 | 100 | 300 | 2025-01-01
213363523 | CARRIER | 38MTRAQ27CA3 |  | 11.5 | 20 | 8.5 | No | N/A | 2 | 500 | 700 | 100 | 300 | 2025-01-01
213160428 | CARRIER | 38VMB048HDS3-1* |  | 10.8 | 19 | 8.9 | No | N/A | 2 | 500 | 700 | 100 | 300 | 2025-01-01
213160418 | CARRIER | 38VMB036HDS3-1* |  | 12.1 | 19.2 | 9.2 | Yes | No | 3 | 600 | 800 | 150 | 350 | 2025-01-01
213160420 | CARRIER | 38VMB036HDS3-1* |  | 11.9 | 18.25 | 9.15 | Yes | No | 3 | 600 | 800 | 150 | 350 | 2025-01-01
213160429 | CARRIER | 38VMB048HDS3-1* |  | 9.9 | 17.5 | 8.7 | No | N/A | 2 | 500 | 700 | 100 | 300 | 2025-01-01
213160432 | CARRIER | 38VMB060HDS3-1* |  | 8.9 | 17.25 | 8.35 | No | N/A | 1 | 400 | 600 | 100 | 300 | 2025-01-01
215357441 | CARRIER | 37MGHAQ24DA3 |  | 13 | 22 | 9.75 | Yes | Both | 3 | 600 | 800 | 150 | 350 | 2025-01-01
215357437 | CARRIER | 37MGHAQ18CA3 |  | 14 | 22.5 | 10.25 | Yes | Both | 4 | 700 | 900 | 150 | 350 | 2025-01-01
215357451 | CARRIER | 37MGHAQ30EA3 |  | 12.85 | 21.75 | 10.6 | Yes | Both | 4 | 700 | 900 | 150 | 350 | 2025-01-01
215357456 | CARRIER | 37MGHAQ36EA3 |  | 12.55 | 21.3 | 10.6 | Yes | Both | 4 | 700 | 900 | 150 | 350 | 2025-01-01
215357468 | CARRIER | 37MGHAQ55FA3 |  | 11.85 | 21.25 | 10.6 | Yes | Both | 4 | 700 | 900 | 150 | 350 | 2025-01-01
215357462 | CARRIER | 37MGHAQ48FA3 |  | 11.85 | 21.75 | 11.15 | Yes | Both | 4 | 700 | 900 | 150 | 350 | 2025-01-01
215357475 | CARRIER | 37MGRAQ18CA3 |  | 13 | 22.6 | 9.9 | Yes | Both | 3 | 600 | 800 | 150 | 350 | 2025-01-01
215357481 | CARRIER | 37MGRAQ24DA3 |  | 13 | 23 | 9.5 | Yes | Both | 3 | 600 | 800 | 150 | 350 | 2025-01-01
215357494 | CARRIER | 37MGRAQ30EA3 |  | 12.5 | 23 | 9.75 | Yes | Both | 3 | 600 | 800 | 150 | 350 | 2025-01-01
215357500 | CARRIER | 37MGRAQ36EA3 |  | 11.85 | 22 | 9.35 | Yes | Both | 3 | 600 | 800 | 150 | 350 | 2025-01-01
215357507 | CARRIER | 37MGRAQ48FA3 |  | 12.25 | 22.5 | 10.5 | Yes | Both | 4 | 700 | 900 | 150 | 350 | 2025-01-01
215357513 | CARRIER | 37MGRAQ55FA3 |  | 10 | 20 | 9.45 | No | N/A | 3 | 600 | 800 | 150 | 350 | 2025-01-01
216369715 | CARRIER | 37VMB030HDS3-1 |  | 13 | 18.9 | 9.95 | Yes | Both | 3 | 600 | 800 | 150 | 350 | 2025-01-01
216369716 | CARRIER | 37VMB036HDS3-1 |  | 12.65 | 18.9 | 9.85 | Yes | Both | 3 | 600 | 800 | 150 | 350 | 2025-01-01
8310256 | CARRIER | 38MGQC18---301-- |  | 12.5 | 18.5 | 8.15 | Yes | No | 1 | 400 | 600 | 100 | 300 | 2025-01-01
204722797 | CARRIER | 38MGRQ30D--3 |  | 10.75 | 20.5 | 8.85 | No | N/A | 2 | 500 | 700 | 100 | 300 | 2025-01-01
207642878 | CARRIER | 38MGRBQ18BA3 |  | 12.95 | 20.95 | 10.15 | Yes | No | 4 | 700 | 900 | 150 | 350 | 2025-01-01
207642887 | CARRIER | 38MGRBQ36DA3 |  | 11.35 | 21.95 | 9.35 | No | N/A | 3 | 600 | 800 | 150 | 350 | 2025-01-01
207642884 | CARRIER | 38MGHBQ30DA3 |  | 12.5 | 23 | 9.5 | Yes | No | 3 | 600 | 800 | 150 | 350 | 2025-01-01
207642881 | CARRIER | 38MGHBQ24CA3 |  | 12.95 | 22.95 | 9.85 | Yes | Both | 3 | 600 | 800 | 150 | 350 | 2025-01-01
207642890 | CARRIER | 38MGHBQ48EA3 |  | 11.7 | 21.35 | 9.4 | Yes | Both | 3 | 600 | 800 | 150 | 350 | 2025-01-01
207642896 | CARRIER | 38MGRBQ48EA3 |  | 11.65 | 21.95 | 9.2 | No | N/A | 3 | 600 | 800 | 150 | 350 | 2025-01-01
207642893 | CARRIER | 38MGHBQ36DA3 |  | 12.65 | 20.6 | 10.15 | Yes | Both | 4 | 700 | 900 | 150 | 350 | 2025-01-01
216369717 | CARRIER | 37VMB048HDS3-1 |  | 11.7 | 18.8 | 10.05 | Yes | Both | 4 | 700 | 900 | 150 | 350 | 2025-01-01
216369718 | CARRIER | 37VMB060HDS3-1 |  | 9.5 | 18.25 | 9.65 | Yes | Yes | 3 | 600 | 800 | 150 | 350 | 2025-01-01
209270289 | CARRIER | 38MARBQ09AA3 | 40MCCAQ09XA3 | 13 | 24 | 12.4 | Yes | Both | 4 | 700 | 900 | 150 | 350 | 2025-01-01
209270290 | CARRIER | 38MARBQ18AA3 | 40MCCAQ18XA3 | 12.5 | 19.8 | 11.2 | Yes | Both | 4 | 700 | 900 | 150 | 350 | 2025-01-01
213214827 | CARRIER | 38MPRBQ09AA3 | 40MPHAQ09XA3 | 14.4 | 25.5 | 15 | Yes | Both | 4 | 700 | 900 | 150 | 350 | 2025-01-01
213214828 | CARRIER | 38MPRBQ12AA3 | 40MPHAQ12XA3 | 12.5 | 24 | 10.5 | Yes | Both | 4 | 700 | 900 | 150 | 350 | 2025-01-01
213214829 | CARRIER | 38MPRBQ18AA3 | 40MPHAQ18XA3 | 13.5 | 23.5 | 13.5 | Yes | Both | 4 | 700 | 900 | 150 | 350 | 2025-01-01
212521279 | CARRIER | 38MPRAQ18AA3 | 40MPHBQ18XA3 | 12.4 | 24.1 | 12 | Yes | Both | 4 | 700 | 900 | 150 | 350 | 2025-01-01
212521247 | CARRIER | 38MPRAQ09AA3 | 40MPHBQ09XA3 | 12.1 | 19.5 | 12.1 | Yes | No | 4 | 700 | 900 | 150 | 350 | 2025-01-01
212521248 | CARRIER | 38MPRAQ12AA3 | 40MPHBQ12XA3 | 11 | 18.2 | 10 | Yes | Both | 4 | 700 | 900 | 150 | 350 | 2025-01-01
208447824 | CARRIER | 38MHRCQ12AA3 | 40MHHAQ12XA3 | 10.8 | 21.4 | 9.2 | No | N/A | 3 | 600 | 800 | 150 | 350 | 2025-01-01
208447825 | CARRIER | 38MHRCQ24AA3 | 40MHHAQ24XA3 | 9.5 | 18.5 | 8.6 | No | N/A | 2 | 500 | 700 | 100 | 300 | 2025-01-01
208447826 | CARRIER | 38MHRCQ12AA1 | 40MHHAQ12XA1 | 10.3 | 20.8 | 8.7 | No | N/A | 2 | 500 | 700 | 100 | 300 | 2025-01-01
208447844 | CARRIER | 38MHRCQ09AA1 | 40MHHAQ09XA1 | 12.5 | 21.5 | 9.1 | Yes | Both | 3 | 600 | 800 | 150 | 350 | 2025-01-01
208447845 | CARRIER | 38MHRCQ09AA3 | 40MHHAQ09XA3 | 12.6 | 21.7 | 9.4 | Yes | Both | 3 | 600 | 800 | 150 | 350 | 2025-01-01
208101273 | CARRIER | 38MBRCQ58AA3 | 40MBDQ58---3 | 10.3 | 17 | 8.4 | No | N/A | 1 | 400 | 600 | 100 | 300 | 2025-01-01
208101274 | CARRIER | 38MBRCQ58AA3 | 40MBFQ58---3 | 9.8 | 19.8 | 9 | No | N/A | 3 | 600 | 800 | 150 | 350 | 2025-01-01
208102137 | CARRIER | 38MARBQ30AA311 | 40MAHBQ30XA3 | 11.5 | 20.1 | 9 | No | N/A | 3 | 600 | 800 | 150 | 350 | 2025-01-01
207826658 | CARRIER | 38MPRBQ18AA3 | 40MPHBQ18XA3 | 15.3 | 26.3 | 15.5 | Yes | Both | 4 | 700 | 900 | 150 | 350 | 2025-01-01
207801578 | CARRIER | 38MARBQ18AA3 | 40MBDQ24---3 | 12.1 | 18 | 10.5 | Yes | Both | 4 | 700 | 900 | 150 | 350 | 2025-01-01
207683286 | CARRIER | 38MBRCQ36AA3 | 40MBCAQ36XA3 | 9.4 | 19.2 | 8.8 | No | N/A | 2 | 500 | 700 | 100 | 300 | 2025-01-01
207683287 | CARRIER | 38MBRCQ36AA3 | 40MBDQ36---3 | 8.8 | 15.8 | 8.8 | No | N/A | 2 | 500 | 700 | 100 | 300 | 2025-01-01
207683288 | CARRIER | 38MBRCQ36AA3 | 40MBFQ36---3 | 8.5 | 19 | 9 | No | N/A | 3 | 600 | 800 | 150 | 350 | 2025-01-01
207683289 | CARRIER | 38MBRCQ48AA3 | 40MBCAQ48XA3 | 9.5 | 18.5 | 9.8 | No | N/A | 3 | 600 | 800 | 150 | 350 | 2025-01-01
207683291 | CARRIER | 38MBRCQ48AA3 | 40MBFQ48---3 | 9.3 | 18.9 | 10 | Yes | Yes | 4 | 700 | 900 | 150 | 350 | 2025-01-01
207683292 | CARRIER | 38MARBQ24AA3 | 40MBCAQ24XA3 | 11 | 20.5 | 11.5 | Yes | Both | 4 | 700 | 900 | 150 | 350 | 2025-01-01
207614949 | CARRIER | 38MPRBQ09AA3 | 40MPHBQ09XA3 | 16 | 28.5 | 18 | Yes | Both | 4 | 700 | 900 | 150 | 350 | 2025-01-01
207614950 | CARRIER | 38MPRBQ12AA3 | 40MPHBQ12XA3 | 14 | 27 | 12 | Yes | Both | 4 | 700 | 900 | 150 | 350 | 2025-01-01
207188939 | CARRIER | 38MARBQ06AA3 | 40MAHBQ06XA3 | 15.8 | 26.5 | 13.6 | Yes | Both | 4 | 700 | 900 | 150 | 350 | 2025-01-01
206382717 | CARRIER | 38MHRCQ18AA3 | 40MHHQ18---3 | 11.2 | 19 | 9.1 | No | N/A | 3 | 600 | 800 | 150 | 350 | 2025-01-01
206382718 | CARRIER | 38MHRCQ24AA3 | 40MHHQ24---3 | 9.4 | 19 | 8.8 | No | N/A | 2 | 500 | 700 | 100 | 300 | 2025-01-01
206396029 | CARRIER | 38MAQB12R--1 | 40MAHBQ12XA1 | 11.3 | 19.8 | 8.5 | No | N/A | 2 | 500 | 700 | 100 | 300 | 2025-01-01
206396031 | CARRIER | 38MAQB12R--3 | 40MAHBQ12XA3 | 11.7 | 20.3 | 8.5 | Yes | No | 2 | 500 | 700 | 100 | 300 | 2025-01-01
206400642 | CARRIER | 38MARBQ09AA3 | 40MAQB09B--3 | 15.6 | 25 | 11 | Yes | No | 4 | 700 | 900 | 150 | 350 | 2025-01-01
206400643 | CARRIER | 38MARBQ12AA3 | 40MAQB12B--3 | 13.5 | 23.6 | 9.5 | Yes | Both | 3 | 600 | 800 | 150 | 350 | 2025-01-01
206400644 | CARRIER | 38MARBQ18AA3 | 40MAQB18B--3 | 12.5 | 19.4 | 10 | Yes | No | 4 | 700 | 900 | 150 | 350 | 2025-01-01
206400645 | CARRIER | 38MARBQ24AA3 | 40MAQB24B--3 | 11.7 | 18.9 | 10.4 | Yes | Both | 4 | 700 | 900 | 150 | 350 | 2025-01-01
206348134 | CARRIER | 38MARBQ12AA1 | 40MAHBQ12XA1 | 13 | 23.5 | 10 | Yes | No | 4 | 700 | 900 | 150 | 350 | 2025-01-01
206348135 | CARRIER | 38MARBQ09AA3 | 40MAHBQ09XA3 | 16.2 | 28.1 | 11.5 | Yes | Both | 4 | 700 | 900 | 150 | 350 | 2025-01-01
206348136 | CARRIER | 38MARBQ12AA3 | 40MAHBQ12XA3 | 14 | 25.5 | 10.4 | Yes | Both | 4 | 700 | 900 | 150 | 350 | 2025-01-01
206348137 | CARRIER | 38MARBQ18AA3 | 40MAHBQ18XA3 | 12.5 | 21.5 | 11.3 | Yes | Both | 4 | 700 | 900 | 150 | 350 | 2025-01-01
206348138 | CARRIER | 38MARBQ24AA3 | 40MAHBQ24XA3 | 13 | 21.5 | 11.4 | Yes | Both | 4 | 700 | 900 | 150 | 350 | 2025-01-01
206348139 | CARRIER | 38MARBQ30AA3 | 40MAHBQ30XA3 | 11.5 | 20 | 9.2 | No | N/A | 3 | 600 | 800 | 150 | 350 | 2025-01-01
206350327 | CARRIER | 38MARBQ09AA3 | 40MBCQ09---3 | 13 | 20.5 | 10.3 | Yes | Both | 4 | 700 | 900 | 150 | 350 | 2025-01-01
206350328 | CARRIER | 38MARBQ09AA3 | 40MBDQ09---3 | 13.2 | 20.2 | 12 | Yes | Both | 4 | 700 | 900 | 150 | 350 | 2025-01-01
206350329 | CARRIER | 38MARBQ12AA3 | 40MBCQ12---3 | 12.7 | 22.3 | 10.2 | Yes | Both | 4 | 700 | 900 | 150 | 350 | 2025-01-01
206350330 | CARRIER | 38MARBQ12AA3 | 40MBDQ12---3 | 11.7 | 19.5 | 10 | Yes | Both | 4 | 700 | 900 | 150 | 350 | 2025-01-01
206350331 | CARRIER | 38MARBQ12AA3 | 40MBFQ12---3 | 13 | 23.6 | 10 | Yes | Both | 4 | 700 | 900 | 150 | 350 | 2025-01-01
206350332 | CARRIER | 38MARBQ18AA3 | 40MBCQ18---3 | 12.5 | 20 | 9.5 | Yes | Both | 3 | 600 | 800 | 150 | 350 | 2025-01-01
206350333 | CARRIER | 38MARBQ18AA3 | 40MBDQ18---3 | 11.7 | 18 | 9.5 | Yes | Both | 3 | 600 | 800 | 150 | 350 | 2025-01-01
206350334 | CARRIER | 38MARBQ18AA3 | 40MBFQ18---3 | 12.5 | 20.5 | 9.8 | Yes | Both | 3 | 600 | 800 | 150 | 350 | 2025-01-01
206350336 | CARRIER | 38MARBQ24AA3 | 40MBDQ24---3 | 12 | 19.2 | 10.5 | Yes | Both | 4 | 700 | 900 | 150 | 350 | 2025-01-01
206350337 | CARRIER | 38MARBQ24AA3 | 40MBFQ24---3 | 11.7 | 20.5 | 11 | Yes | Both | 4 | 700 | 900 | 150 | 350 | 2025-01-01
206188247 | CARRIER | 38MBRBQ36AA3 | 40MBFQ36---3 | 8 | 17 | 8.8 | No | N/A | 2 | 500 | 700 | 100 | 300 | 2025-01-01
206188248 | CARRIER | 38MBRBQ36AA3 | 40MBCQ36---3 | 9 | 17.6 | 9.2 | No | N/A | 3 | 600 | 800 | 150 | 350 | 2025-01-01
206188249 | CARRIER | 38MBRBQ36AA3 | 40MBDQ36---3 | 8.8 | 15.8 | 8.8 | No | N/A | 2 | 500 | 700 | 100 | 300 | 2025-01-01
206188250 | CARRIER | 38MBRBQ48AA3 | 40MBFQ48---3 | 9 | 18 | 9 | No | N/A | 3 | 600 | 800 | 150 | 350 | 2025-01-01
206188251 | CARRIER | 38MBRBQ48AA3 | 40MBCQ48---3 | 9.5 | 17 | 8.8 | No | N/A | 2 | 500 | 700 | 100 | 300 | 2025-01-01
205967942 | CARRIER | 38MVRAQ09AA1 | DHMVHAQ09XA1 | 10.1 | 17 | 9 | No | N/A | 3 | 600 | 800 | 150 | 350 | 2025-01-01
205967943 | CARRIER | 38MVRAQ12AA1 | DHMVHAQ12XA1 | 8.8 | 17.4 | 8.7 | No | N/A | 2 | 500 | 700 | 100 | 300 | 2025-01-01
205967944 | CARRIER | 38MVRAQ09AA3 | DHMVHAQ09XA3 | 10.5 | 18.5 | 8.8 | Yes | Yes | 2 | 500 | 700 | 100 | 300 | 2025-01-01
205967945 | CARRIER | 38MVRAQ12AA3 | DHMVHAQ12XA3 | 8.8 | 17.6 | 8.8 | No | N/A | 2 | 500 | 700 | 100 | 300 | 2025-01-01
205967946 | CARRIER | 38MVRAQ18AA3 | DHMVHAQ18XA3 | 9.9 | 18.3 | 8.7 | No | N/A | 2 | 500 | 700 | 100 | 300 | 2025-01-01
202463634 | CARRIER | 38MPRAQ18AA3 | 40MPHAQ18XA3 | 14.5 | 26.2 | 12 | Yes | Both | 4 | 700 | 900 | 150 | 350 | 2025-01-01
202463635 | CARRIER | 38MPRAQ24AA3 | 40MPHAQ24XA3 | 13.7 | 23.5 | 10.5 | Yes | Both | 4 | 700 | 900 | 150 | 350 | 2025-01-01
201847008 | CARRIER | 38MHRBQ12AA3 | 40MHHQ12---3 | 11.2 | 19.8 | 8.1 | No | N/A | 1 | 400 | 600 | 100 | 300 | 2025-01-01
201847009 | CARRIER | 38MHRBQ18AA3 | 40MHHQ18---3 | 11.2 | 18.1 | 8.3 | No | N/A | 1 | 400 | 600 | 100 | 300 | 2025-01-01
201847011 | CARRIER | 38MAQB24R--3 | 40MBCQ24---3 | 11 | 20 | 9.6 | No | N/A | 3 | 600 | 800 | 150 | 350 | 2025-01-01
201847012 | CARRIER | 38MBRQ36A--3 | 40MBCQ36---3 | 9 | 17.5 | 9.3 | No | N/A | 3 | 600 | 800 | 150 | 350 | 2025-01-01
201847013 | CARRIER | 38MBRQ48A--3 | 40MBCQ48---3 | 9.5 | 16.8 | 9 | No | N/A | 3 | 600 | 800 | 150 | 350 | 2025-01-01
201847014 | CARRIER | 38MBRQ58A--3 | 40MBDQ58---3 | 9 | 15.4 | 8.4 | No | N/A | 1 | 400 | 600 | 100 | 300 | 2025-01-01
201847015 | CARRIER | 38MAQB24R--3 | 40MBFQ24---3 | 11.5 | 20 | 10 | No | N/A | 4 | 700 | 900 | 150 | 350 | 2025-01-01
201847016 | CARRIER | 38MBRQ36A--3 | 40MBFQ36---3 | 8 | 16 | 10 | No | N/A | 4 | 700 | 900 | 150 | 350 | 2025-01-01
201847017 | CARRIER | 38MBRQ48A--3 | 40MBFQ48---3 | 9.3 | 17.8 | 9 | No | N/A | 3 | 600 | 800 | 150 | 350 | 2025-01-01
201847018 | CARRIER | 38MBRQ58A--3 | 40MBFQ58---3 | 9.8 | 18 | 9.4 | No | N/A | 3 | 600 | 800 | 150 | 350 | 2025-01-01
201846960 | CARRIER | 38MAQB09R--3 | 40MBDQ09---3 | 12.1 | 18.5 | 11.5 | Yes | Both | 4 | 700 | 900 | 150 | 350 | 2025-01-01
201846961 | CARRIER | 38MAQB12R--3 | 40MBDQ12---3 | 11.7 | 19 | 10 | Yes | Both | 4 | 700 | 900 | 150 | 350 | 2025-01-01
201846962 | CARRIER | 38MAQB18R--3 | 40MBFQ18---3 | 12.5 | 19.9 | 9.9 | Yes | No | 3 | 600 | 800 | 150 | 350 | 2025-01-01
201753408 | CARRIER | 38MPRAQ09AA3 | 40MPHAQ09XA3 | 15 | 26 | 12.5 | Yes | Both | 4 | 700 | 900 | 150 | 350 | 2025-01-01
201753411 | CARRIER | 38MPRAQ12AA3 | 40MPHAQ12XA3 | 13.5 | 24 | 9.5 | Yes | Both | 3 | 600 | 800 | 150 | 350 | 2025-01-01
200059145 | CARRIER | 38MAQB24R--3 | 40MBDQ24---3 | 11.7 | 19.2 | 10.5 | Yes | Both | 4 | 700 | 900 | 150 | 350 | 2025-01-01
200059151 | CARRIER | 38MAQB09R--3 | 40MBCQ09---3 | 13 | 20 | 9.4 | Yes | No | 3 | 600 | 800 | 150 | 350 | 2025-01-01
200059155 | CARRIER | 38MAQB12R--3 | 40MBCQ12---3 | 12.5 | 19.5 | 9.3 | Yes | No | 3 | 600 | 800 | 150 | 350 | 2025-01-01
200059157 | CARRIER | 38MAQB12R--3 | 40MBFQ12---3 | 12.5 | 19.4 | 9.4 | Yes | No | 3 | 600 | 800 | 150 | 350 | 2025-01-01
200059159 | CARRIER | 38MAQB18R--3 | 40MBCQ18---3 | 12.5 | 20 | 9.8 | Yes | No | 3 | 600 | 800 | 150 | 350 | 2025-01-01
8738634 | CARRIER | 38MAQB12R--1 | 40MAQB12B--1 | 13 | 21.2 | 8.5 | Yes | No | 2 | 500 | 700 | 100 | 300 | 2025-01-01
8738635 | CARRIER | 38MAQB09R--3 | 40MAQB09B--3 | 14.5 | 23.1 | 9.9 | Yes | No | 3 | 600 | 800 | 150 | 350 | 2025-01-01
8738636 | CARRIER | 38MAQB12R--3 | 40MAQB12B--3 | 13 | 19.9 | 9.1 | Yes | No | 3 | 600 | 800 | 150 | 350 | 2025-01-01
8738637 | CARRIER | 38MAQB18R--3 | 40MAQB18B--3 | 12.5 | 19.4 | 8.9 | Yes | No | 2 | 500 | 700 | 100 | 300 | 2025-01-01
8738638 | CARRIER | 38MAQB24R--3 | 40MAQB24B--3 | 13 | 20 | 9.5 | Yes | No | 3 | 600 | 800 | 150 | 350 | 2025-01-01
8856644 | CARRIER | 38MAQB09R--3 | 40MBQB09C--3 | 13 | 20 | 9.4 | Yes | No | 3 | 600 | 800 | 150 | 350 | 2025-01-01
8856649 | CARRIER | 38MAQB12R--3 | 40MBQB12F--3 | 12.5 | 19.4 | 9.4 | Yes | No | 3 | 600 | 800 | 150 | 350 | 2025-01-01
8856651 | CARRIER | 38MAQB12R--3 | 40MBQB12C--3 | 12.5 | 19.5 | 9.3 | Yes | No | 3 | 600 | 800 | 150 | 350 | 2025-01-01
8856655 | CARRIER | 38MAQB18R--3 | 40MBQB18C--3 | 12.5 | 20 | 9.8 | Yes | No | 3 | 600 | 800 | 150 | 350 | 2025-01-01
216091574 | CARRIER | DLCSRBH06AAK | DHMAHBQ06XA3 | 15.8 | 26.5 | 13.6 | Yes | Both | 4 | 700 | 900 | 150 | 350 | 2025-01-01
216091579 | CARRIER | DLCSRBH09AAK | DHMAHBQ09XA3 | 16.2 | 28.1 | 11.5 | Yes | Both | 4 | 700 | 900 | 150 | 350 | 2025-01-01
216091583 | CARRIER | DLCSRBH12AAJ | DHMAHBQ12XA1 | 13 | 23.5 | 10 | Yes | No | 4 | 700 | 900 | 150 | 350 | 2025-01-01
216091587 | CARRIER | DLCSRBH12AAK | DHMAHBQ12XA3 | 14 | 25.5 | 10.4 | Yes | Both | 4 | 700 | 900 | 150 | 350 | 2025-01-01
216091591 | CARRIER | DLCSRBH18AAK | DHMAHBQ18XA3 | 12.5 | 21.5 | 11.3 | Yes | Both | 4 | 700 | 900 | 150 | 350 | 2025-01-01
216091594 | CARRIER | DLCSRBH24AAK | DHMAHBQ24XA3 | 13 | 21.5 | 11.4 | Yes | Both | 4 | 700 | 900 | 150 | 350 | 2025-01-01
216091599 | CARRIER | DLCSRBH30AAK | DHMAHBQ30XA3 | 11.5 | 20.1 | 9 | No | N/A | 3 | 600 | 800 | 150 | 350 | 2025-01-01
216091606 | CARRIER | DLCSRBH18AAK | 40MBCQ18---3 | 12.5 | 20 | 9.5 | Yes | Both | 3 | 600 | 800 | 150 | 350 | 2025-01-01
216091609 | CARRIER | DLCSRBH18AAK | 40MBFQ18---3 | 12.5 | 20.5 | 9.8 | Yes | Both | 3 | 600 | 800 | 150 | 350 | 2025-01-01
216091611 | CARRIER | DLCSRBH18AAK | 40MBDQ18---3 | 11.7 | 18 | 9.5 | Yes | Both | 3 | 600 | 800 | 150 | 350 | 2025-01-01
216091613 | CARRIER | DLCSRBH18AAK | 40MBDAQ18XH3 | 12.1 | 18 | 10.8 | Yes | Both | 4 | 700 | 900 | 150 | 350 | 2025-01-01
216091614 | CARRIER | DLCSRBH18AAK | 40MCCAQ18XA3 | 12.5 | 19.8 | 11.2 | Yes | Both | 4 | 700 | 900 | 150 | 350 | 2025-01-01
216091686 | CARRIER | DLCSRBH24AAK | 40MBCAQ24XA3 | 11 | 20.5 | 11.5 | Yes | Both | 4 | 700 | 900 | 150 | 350 | 2025-01-01
216091687 | CARRIER | DLCSRBH24AAK | 40MBFQ24---3 | 11.7 | 20.5 | 11 | Yes | Both | 4 | 700 | 900 | 150 | 350 | 2025-01-01
216091688 | CARRIER | DLCSRBH24AAK | 40MBDQ24---3 | 12 | 19.2 | 10.5 | Yes | Both | 4 | 700 | 900 | 150 | 350 | 2025-01-01
216091689 | CARRIER | DLCSRBH24AAK | 40MBDAQ24XH3 | 12 | 19.2 | 11.1 | Yes | Both | 4 | 700 | 900 | 150 | 350 | 2025-01-01
216091730 | CARRIER | DLCSRBH30AAK11 | DHMAHBQ30XA3 | 11.5 | 20.1 | 9 | No | N/A | 3 | 600 | 800 | 150 | 350 | 2025-01-01
216091741 | CARRIER | 38MPRBQ09AA3 | DLFPHBH09XAK | 14 | 27 | 12 | Yes | Both | 4 | 700 | 900 | 150 | 350 | 2025-01-01
215413141 | CARRIER | 37MPRAQ06AA3 | 45MPHAQ06XA3 | 17.5 | 35.1 | 30 | Yes | Both | 4 | 700 | 900 | 150 | 350 | 2025-01-01
215413142 | CARRIER | 37MPRAQ09AA3 | 45MPHAQ09XA3 | 17 | 33.5 | 22 | Yes | Both | 4 | 700 | 900 | 150 | 350 | 2025-01-01
215413143 | CARRIER | 37MPRAQ12AA3 | 45MPHAQ12XA3 | 14.3 | 29.5 | 14.5 | Yes | Both | 4 | 700 | 900 | 150 | 350 | 2025-01-01
215413144 | CARRIER | 37MPRAQ18AA3 | 45MPHAQ18XA3 | 15 | 25.8 | 16.2 | Yes | Both | 4 | 700 | 900 | 150 | 350 | 2025-01-01
215413145 | CARRIER | 37MARAQ30AA3 | 45MAHAQ30XA3 | 12 | 20.5 | 9.5 | Yes | No | 3 | 600 | 800 | 150 | 350 | 2025-01-01
215413146 | CARRIER | 37MARAQ36AA3 | 45MAHAQ36XA3 | 8.7 | 19 | 8.5 | No | N/A | 2 | 500 | 700 | 100 | 300 | 2025-01-01
215413171 | CARRIER | 37MHRAQ09AA1 | 45MHHAQ09XC1 | 12.5 | 21.5 | 9.1 | Yes | Both | 3 | 600 | 800 | 150 | 350 | 2025-01-01
215413172 | CARRIER | 37MHRAQ12AA1 | 45MHHAQ12XC1 | 10 | 21.4 | 8.7 | No | N/A | 2 | 500 | 700 | 100 | 300 | 2025-01-01
215413173 | CARRIER | 37MHRAQ09AA3 | 45MHHAQ09XC3 | 12.6 | 21.7 | 9.4 | Yes | Both | 3 | 600 | 800 | 150 | 350 | 2025-01-01
215413174 | CARRIER | 37MHRAQ12AA3 | 45MHHAQ12XC3 | 10.8 | 21.4 | 9.2 | No | N/A | 3 | 600 | 800 | 150 | 350 | 2025-01-01
215413175 | CARRIER | 37MHRAQ18AA3 | 45MHHAQ18XC3 | 11.5 | 20.3 | 9.1 | No | N/A | 3 | 600 | 800 | 150 | 350 | 2025-01-01
215413176 | CARRIER | 37MHRAQ24AA3 | 45MHHAQ24XC3 | 9.5 | 18.5 | 9 | No | N/A | 3 | 600 | 800 | 150 | 350 | 2025-01-01
215413177 | CARRIER | 37MHRAQ30AA3 | 45MHHAQ30XC3 | 12 | 22.4 | 9 | Yes | No | 3 | 600 | 800 | 150 | 350 | 2025-01-01
215413178 | CARRIER | 37MHRAQ36AA3 | 45MHHAQ36XC3 | 9.4 | 19.5 | 9.1 | No | N/A | 3 | 600 | 800 | 150 | 350 | 2025-01-01
215323742 | CARRIER | 37MAHAQ06AA3 | 45MAHAQ06XA3 | 18 | 25.7 | 14.8 | Yes | Both | 4 | 700 | 900 | 150 | 350 | 2025-01-01
215323743 | CARRIER | 37MAHAQ09AA3 | 45MAHAQ09XA3 | 15.5 | 27.5 | 12.5 | Yes | Both | 4 | 700 | 900 | 150 | 350 | 2025-01-01
215323744 | CARRIER | 37MAHAQ12AA3 | 45MAHAQ12XA3 | 13.5 | 25.5 | 10.5 | Yes | Both | 4 | 700 | 900 | 150 | 350 | 2025-01-01
215323745 | CARRIER | 37MAHAQ18AA3 | 45MAHAQ18XA3 | 12.5 | 21.5 | 11 | Yes | Both | 4 | 700 | 900 | 150 | 350 | 2025-01-01
215323746 | CARRIER | 37MAHAQ24AA3 | 45MAHAQ24XA3 | 13 | 21.2 | 13.5 | Yes | Both | 4 | 700 | 900 | 150 | 350 | 2025-01-01
215323747 | CARRIER | 37MAHAQ33AA3 | 45MAHAQ33XA3 | 12 | 19.6 | 10.5 | Yes | Both | 4 | 700 | 900 | 150 | 350 | 2025-01-01
215323748 | CARRIER | 37MARAQ12AA1 | 45MAHAQ12XA1 | 13 | 23.5 | 9.5 | Yes | No | 3 | 600 | 800 | 150 | 350 | 2025-01-01
215323749 | CARRIER | 37MARAQ09AA3 | 45MAHAQ09XA3 | 14.9 | 26 | 12.5 | Yes | Both | 4 | 700 | 900 | 150 | 350 | 2025-01-01
215323750 | CARRIER | 37MARAQ12AA3 | 45MAHAQ12XA3 | 13.1 | 25.5 | 10.7 | Yes | Both | 4 | 700 | 900 | 150 | 350 | 2025-01-01
215323751 | CARRIER | 37MARAQ18AA3 | 45MAHAQ18XA3 | 12.8 | 23.5 | 10.8 | Yes | Both | 4 | 700 | 900 | 150 | 350 | 2025-01-01
215323752 | CARRIER | 37MARAQ24AA3 | 45MAHAQ24XA3 | 14 | 23.1 | 11.7 | Yes | Both | 4 | 700 | 900 | 150 | 350 | 2025-01-01
215323797 | CARRIER | 37MAHAQ06AA3 | 45MCCAQ06XA3 | 15.2 | 22 | 12 | Yes | Both | 4 | 700 | 900 | 150 | 350 | 2025-01-01
215323798 | CARRIER | 37MAHAQ06AA3 | 45MBDAQ06XA3 | 14.5 | 21.5 | 13.8 | Yes | Both | 4 | 700 | 900 | 150 | 350 | 2025-01-01
215323799 | CARRIER | 37MAHAQ09AA3 | 45MCCAQ12XA3 | 14.7 | 24 | 12.2 | Yes | Both | 4 | 700 | 900 | 150 | 350 | 2025-01-01
215323800 | CARRIER | 37MAHAQ09AA3 | 45MBCAQ12XA3 | 14 | 22.7 | 12.2 | Yes | Both | 4 | 700 | 900 | 150 | 350 | 2025-01-01
215323801 | CARRIER | 37MAHAQ09AA3 | 45MBFAQ09XA3 | 15.2 | 27.3 | 10.9 | Yes | Both | 4 | 700 | 900 | 150 | 350 | 2025-01-01
215323802 | CARRIER | 37MAHAQ09AA3 | 45MBDAQ12XA3 | 13.5 | 21.5 | 12.5 | Yes | Both | 4 | 700 | 900 | 150 | 350 | 2025-01-01
215323803 | CARRIER | 37MAHAQ09AA3 | 45MBDAQ12XH3 | 14 | 20.6 | 13.8 | Yes | Both | 4 | 700 | 900 | 150 | 350 | 2025-01-01
215323804 | CARRIER | 37MAHAQ12AA3 | 45MCCAQ12XA3 | 13 | 23 | 10.2 | Yes | Both | 4 | 700 | 900 | 150 | 350 | 2025-01-01
215323805 | CARRIER | 37MAHAQ12AA3 | 45MBCAQ12XA3 | 12.7 | 22.3 | 11.6 | Yes | Both | 4 | 700 | 900 | 150 | 350 | 2025-01-01
215323806 | CARRIER | 37MAHAQ12AA3 | 45MBFAQ12XA3 | 12.7 | 25 | 10.6 | Yes | Both | 4 | 700 | 900 | 150 | 350 | 2025-01-01
215323807 | CARRIER | 37MAHAQ12AA3 | 45MBDAQ12XA3 | 12 | 20 | 10.2 | Yes | Both | 4 | 700 | 900 | 150 | 350 | 2025-01-01
215323808 | CARRIER | 37MAHAQ12AA3 | 45MBDAQ12XH3 | 12 | 20.2 | 10.6 | Yes | Both | 4 | 700 | 900 | 150 | 350 | 2025-01-01
215323809 | CARRIER | 37MAHAQ18AA3 | 45MCCAQ18XA3 | 12.5 | 20.7 | 12.2 | Yes | Both | 4 | 700 | 900 | 150 | 350 | 2025-01-01
215323810 | CARRIER | 37MAHAQ18AA3 | 45MBCAQ18XA3 | 12.5 | 20 | 12.4 | Yes | Both | 4 | 700 | 900 | 150 | 350 | 2025-01-01
215323811 | CARRIER | 37MAHAQ18AA3 | 45MBFAQ16XA3 | 12.5 | 20.2 | 10.3 | Yes | Both | 4 | 700 | 900 | 150 | 350 | 2025-01-01
215323812 | CARRIER | 37MAHAQ18AA3 | 45MCFAQ18XA3 | 12.6 | 20.5 | 10.3 | Yes | Both | 4 | 700 | 900 | 150 | 350 | 2025-01-01
215323813 | CARRIER | 37MAHAQ18AA3 | 45MBDAQ18XA3 | 12 | 18 | 10.8 | Yes | Both | 4 | 700 | 900 | 150 | 350 | 2025-01-01
215323814 | CARRIER | 37MAHAQ18AA3 | 45MBDAQ18XH3 | 12.1 | 18.5 | 11.1 | Yes | Both | 4 | 700 | 900 | 150 | 350 | 2025-01-01
215323815 | CARRIER | 37MAHAQ24AA3 | 45MBCAQ24XA3 | 12 | 20.8 | 11.6 | Yes | Both | 4 | 700 | 900 | 150 | 350 | 2025-01-01
215323816 | CARRIER | 37MAHAQ24AA3 | 45MCFAQ24XA3 | 12 | 20.5 | 12.1 | Yes | Both | 4 | 700 | 900 | 150 | 350 | 2025-01-01
215323817 | CARRIER | 37MAHAQ24AA3 | 45MBDAQ24XH3 | 12 | 19.2 | 11.7 | Yes | Both | 4 | 700 | 900 | 150 | 350 | 2025-01-01
215323818 | CARRIER | 37MARAQ09AA3 | 45MBCAQ12XA3 | 14.3 | 21.7 | 11.3 | Yes | Both | 4 | 700 | 900 | 150 | 350 | 2025-01-01
215323819 | CARRIER | 37MARAQ09AA3 | 45MBFAQ09XA3 | 16.3 | 26 | 13.9 | Yes | Both | 4 | 700 | 900 | 150 | 350 | 2025-01-01
215323820 | CARRIER | 37MARAQ09AA3 | 45MBDAQ12XA3 | 12.8 | 19.6 | 11 | Yes | Both | 4 | 700 | 900 | 150 | 350 | 2025-01-01
215323821 | CARRIER | 37MARAQ09AA3 | 45MBDAQ12XH3 | 13 | 19.8 | 11.5 | Yes | Both | 4 | 700 | 900 | 150 | 350 | 2025-01-01
215323822 | CARRIER | 37MARAQ12AA3 | 45MCCAQ12XA3 | 12.3 | 22.2 | 10.1 | Yes | Both | 4 | 700 | 900 | 150 | 350 | 2025-01-01
215323823 | CARRIER | 37MARAQ12AA3 | 45MBCAQ12XA3 | 12.5 | 21.2 | 10.4 | Yes | Both | 4 | 700 | 900 | 150 | 350 | 2025-01-01
215323824 | CARRIER | 37MARAQ12AA3 | 45MBFAQ12XA3 | 12.7 | 24.7 | 11 | Yes | Both | 4 | 700 | 900 | 150 | 350 | 2025-01-01
215323825 | CARRIER | 37MARAQ12AA3 | 45MBDAQ12XA3 | 11.7 | 19 | 10.3 | Yes | Both | 4 | 700 | 900 | 150 | 350 | 2025-01-01
215323826 | CARRIER | 37MARAQ12AA3 | 45MBDAQ12XH3 | 12 | 19.5 | 10.5 | Yes | Both | 4 | 700 | 900 | 150 | 350 | 2025-01-01
215323827 | CARRIER | 37MARAQ18AA3 | 45MCCAQ18XA3 | 12.5 | 22.3 | 12.2 | Yes | Both | 4 | 700 | 900 | 150 | 350 | 2025-01-01
215323828 | CARRIER | 37MARAQ18AA3 | 45MBCAQ18XA3 | 12.5 | 20.8 | 11.4 | Yes | Both | 4 | 700 | 900 | 150 | 350 | 2025-01-01
215323829 | CARRIER | 37MARAQ18AA3 | 45MBFAQ16XA3 | 12.5 | 23.9 | 13.5 | Yes | Both | 4 | 700 | 900 | 150 | 350 | 2025-01-01
215323830 | CARRIER | 37MARAQ18AA3 | 45MCFAQ18XA3 | 12.5 | 22.4 | 10.4 | Yes | Both | 4 | 700 | 900 | 150 | 350 | 2025-01-01
215323831 | CARRIER | 37MARAQ18AA3 | 45MBDAQ18XA3 | 12.5 | 20 | 10.6 | Yes | Both | 4 | 700 | 900 | 150 | 350 | 2025-01-01
215323832 | CARRIER | 37MARAQ18AA3 | 45MBDAQ18XH3 | 13.3 | 20 | 11.4 | Yes | Both | 4 | 700 | 900 | 150 | 350 | 2025-01-01
215323833 | CARRIER | 37MARAQ24AA3 | 45MBCAQ24XA3 | 12 | 22.1 | 10.5 | Yes | Both | 4 | 700 | 900 | 150 | 350 | 2025-01-01
215323834 | CARRIER | 37MARAQ24AA3 | 45MCFAQ24XA3 | 12.2 | 21.2 | 11.1 | Yes | Both | 4 | 700 | 900 | 150 | 350 | 2025-01-01
215323835 | CARRIER | 37MARAQ24AA3 | 45MBDAQ24XH3 | 12.5 | 19 | 11 | Yes | Both | 4 | 700 | 900 | 150 | 350 | 2025-01-01
215323836 | CARRIER | 37MVRAQ09AA1 | D5MVHAQ09XA1 | 10.1 | 18 | 9 | No | N/A | 3 | 600 | 800 | 150 | 350 | 2025-01-01
215323837 | CARRIER | 37MVRAQ12AA1 | D5MVHAQ12XA1 | 8.8 | 19 | 9.2 | No | N/A | 3 | 600 | 800 | 150 | 350 | 2025-01-01
215323838 | CARRIER | 37MVRAQ09AA3 | D5MVHAQ09XA3 | 10.9 | 19 | 9.7 | Yes | Yes | 3 | 600 | 800 | 150 | 350 | 2025-01-01
215323839 | CARRIER | 37MVRAQ12AA3 | D5MVHAQ12XA3 | 8.8 | 18 | 8.8 | No | N/A | 2 | 500 | 700 | 100 | 300 | 2025-01-01
215323840 | CARRIER | 37MVRAQ18AA3 | D5MVHAQ18XA3 | 9.9 | 18.3 | 8.7 | No | N/A | 2 | 500 | 700 | 100 | 300 | 2025-01-01
215323841 | CARRIER | 37MVRAQ24AA3 | D5MVHAQ24XA3 | 9 | 17 | 8.5 | Yes | Yes | 2 | 500 | 700 | 100 | 300 | 2025-01-01
215323842 | CARRIER | 37MBHAQ36AA3 | 45MBCAQ36XA3 | 12 | 21.3 | 10.6 | Yes | Both | 4 | 700 | 900 | 150 | 350 | 2025-01-01
215323843 | CARRIER | 37MBHAQ36AA3 | 45MCFAQ36XA3 | 12 | 20.2 | 10.8 | Yes | Both | 4 | 700 | 900 | 150 | 350 | 2025-01-01
215323844 | CARRIER | 37MBHAQ36AA3 | 45MBDAQ36XH3 | 12 | 17.8 | 11.1 | Yes | Both | 4 | 700 | 900 | 150 | 350 | 2025-01-01
215323845 | CARRIER | 37MBHAQ48AA3 | 45MBCAQ48XA3 | 10 | 18.2 | 11 | Yes | Yes | 4 | 700 | 900 | 150 | 350 | 2025-01-01
215323846 | CARRIER | 37MBHAQ48AA3 | 45MCFAQ48XA3 | 9.4 | 18.7 | 10.1 | Yes | Yes | 4 | 700 | 900 | 150 | 350 | 2025-01-01
215323847 | CARRIER | 37MBHAQ48AA3 | 45MBDAQ48XH3 | 10.4 | 16.8 | 10.8 | Yes | Yes | 4 | 700 | 900 | 150 | 350 | 2025-01-01
215323848 | CARRIER | 37MBHAQ58AA3 | 45MCFAQ58XA3 | 9 | 18.1 | 10.7 | Yes | Yes | 4 | 700 | 900 | 150 | 350 | 2025-01-01
215323849 | CARRIER | 37MBHAQ58AA3 | 45MBDAQ58XH3 | 10.2 | 15.9 | 10.4 | Yes | Yes | 2 | 500 | 700 | 100 | 300 | 2025-01-01
215323850 | CARRIER | 37MBRAQ36AA3 | 45MBCAQ36XA3 | 9.7 | 20 | 10.4 | Yes | Yes | 4 | 700 | 900 | 150 | 350 | 2025-01-01
215323851 | CARRIER | 37MBRAQ36AA3 | 45MCFAQ36XA3 | 10.2 | 20 | 10 | No | N/A | 4 | 700 | 900 | 150 | 350 | 2025-01-01
215323852 | CARRIER | 37MBRAQ36AA3 | 45MBDAQ36XH3 | 10.2 | 18.8 | 10.2 | No | N/A | 4 | 700 | 900 | 150 | 350 | 2025-01-01
215323853 | CARRIER | 37MBRAQ48AA3 | 45MBCAQ48XA3 | 9.5 | 19.1 | 9.9 | Yes | Yes | 3 | 600 | 800 | 150 | 350 | 2025-01-01
215323854 | CARRIER | 37MBRAQ48AA3 | 45MCFAQ48XA3 | 9.5 | 19.9 | 10.2 | Yes | Yes | 4 | 700 | 900 | 150 | 350 | 2025-01-01
215323855 | CARRIER | 37MBRAQ48AA3 | 45MBDAQ48XH3 | 10 | 17.2 | 9.8 | Yes | Yes | 3 | 600 | 800 | 150 | 350 | 2025-01-01
215323856 | CARRIER | 37MBRAQ58AA3 | 45MCFAQ58XA3 | 9.6 | 19.5 | 9.5 | No | N/A | 3 | 600 | 800 | 150 | 350 | 2025-01-01
215323857 | CARRIER | 37MBRAQ58AA3 | 45MBDAQ58XH3 | 10 | 17 | 9.8 | No | N/A | 3 | 600 | 800 | 150 | 350 | 2025-01-01
215333739 | CARRIER | 37MVRAQ09AA3 | D5MVHAQ09XC3 | 10.9 | 19 | 9.7 | Yes | Yes | 3 | 600 | 800 | 150 | 350 | 2025-01-01
215333740 | CARRIER | 37MVRAQ12AA3 | D5MVHAQ12XC3 | 8.8 | 18 | 8.8 | No | N/A | 2 | 500 | 700 | 100 | 300 | 2025-01-01
215333741 | CARRIER | 37MVRAQ18AA3 | D5MVHAQ18XC3 | 9.9 | 18.3 | 8.7 | No | N/A | 2 | 500 | 700 | 100 | 300 | 2025-01-01
215333742 | CARRIER | 37MVRAQ24AA3 | D5MVHAQ24XC3 | 9 | 17 | 8.5 | Yes | Yes | 2 | 500 | 700 | 100 | 300 | 2025-01-01
215333737 | CARRIER | 37MVRAQ09AA1 | D5MVHAQ09XC1 | 10.1 | 18 | 9 | No | N/A | 3 | 600 | 800 | 150 | 350 | 2025-01-01
215333738 | CARRIER | 37MVRAQ12AA1 | D5MVHAQ12XC1 | 8.8 | 19 | 9.2 | No | N/A | 3 | 600 | 800 | 150 | 350 | 2025-01-01
213349751 | CARRIER | 38MVRAQ09AA3 | DHMVHAQ09XB3 | 8.8 | 17.6 | 8.8 | No | N/A | 2 | 500 | 700 | 100 | 300 | 2025-01-01
211132918 | CARRIER | 38MARBQ18AA3 | 40MBDAQ18XH3 | 12.1 | 18 | 10.8 | Yes | Both | 4 | 700 | 900 | 150 | 350 | 2025-01-01
211132920 | CARRIER | 38MARBQ09AA3 | 40MBDAQ09XH3 | 13.6 | 20.5 | 10 | Yes | Both | 4 | 700 | 900 | 150 | 350 | 2025-01-01
211132922 | CARRIER | 38MBRCQ48AA3 | 40MBDAQ48XH3 | 8.8 | 15.2 | 9.7 | Yes | Yes | 2 | 500 | 700 | 100 | 300 | 2025-01-01
211132923 | CARRIER | 38MARBQ24AA3 | 40MBDAQ24XH3 | 12 | 19.2 | 11.1 | Yes | Both | 4 | 700 | 900 | 150 | 350 | 2025-01-01
211132925 | CARRIER | 38MARBQ12AA3 | 40MBDAQ12XH3 | 12 | 20 | 9.5 | Yes | Both | 3 | 600 | 800 | 150 | 350 | 2025-01-01
211132927 | CARRIER | 38MBRCQ36AA3 | 40MBDAQ36XH3 | 9.2 | 16 | 10.2 | No | N/A | 4 | 700 | 900 | 150 | 350 | 2025-01-01
211132929 | CARRIER | 38MBRCQ58AA3 | 40MBDAQ58XH3 | 10.3 | 17 | 8.4 | No | N/A | 1 | 400 | 600 | 100 | 300 | 2025-01-01
210857465 | CARRIER | 38MARBQ06AA3 | 40MCCAQ09XA3 | 14.5 | 22 | 10.8 | Yes | Both | 4 | 700 | 900 | 150 | 350 | 2025-01-01
210857466 | CARRIER | 38MARBQ12AA3 | 40MCCAQ18XA3 | 13 | 23 | 10 | Yes | Both | 4 | 700 | 900 | 150 | 350 | 2025-01-01
210605770 | CARRIER | 38MHRCQ30AA3 | 40MHHAQ30XA3 | 12.2 | 21 | 8.7 | Yes | No | 2 | 500 | 700 | 100 | 300 | 2025-01-01
210605771 | CARRIER | 38MHRCQ18AA3 | 40MHHAQ18XA3 | 11 | 19.5 | 8.7 | No | N/A | 2 | 500 | 700 | 100 | 300 | 2025-01-01
209948186 | CARRIER | 38MARBQ12AA3 | 40MBFAQ12XA3 | 13.3 | 24.2 | 10.7 | Yes | Both | 4 | 700 | 900 | 150 | 350 | 2025-01-01
212940824 | CENTURY | A-VMH28TV-1 |  | 11.7 | 20 | 9.5 | Yes | Both | 3 | 600 | 800 | 150 | 350 | 2025-01-01
212940820 | CENTURY | A-VMH18DV-1 |  | 12 | 19 | 9.3 | Yes | Both | 3 | 600 | 800 | 150 | 350 | 2025-01-01
212940826 | CENTURY | A-VMH36QV-1 |  | 11.7 | 19 | 10 | No | N/A | 4 | 700 | 900 | 150 | 350 | 2025-01-01
214442638 | CENTURY | A-VMH48PV-1 |  | 11.7 | 20.9 | 9 | Yes | Both | 3 | 600 | 800 | 150 | 350 | 2025-01-01
214415109 | CENTURY | A-VMH36QV-1A |  | 12 | 19.4 | 10 | Yes | Both | 4 | 700 | 900 | 150 | 350 | 2025-01-01
214442635 | CENTURY | A-VMH55PV-1 |  | 10.5 | 18.8 | 9.3 | Yes | Yes | 3 | 600 | 800 | 150 | 350 | 2025-01-01
201862962 | CENTURY | A-VMH36QU-1 |  | 11.7 | 19 | 9.5 | No | N/A | 3 | 600 | 800 | 150 | 350 | 2025-01-01
202195113 | CENTURY | A-VMH48PU-1 |  | 10.1 | 18.3 | 9.6 | No | N/A | 3 | 600 | 800 | 150 | 350 | 2025-01-01
201862957 | CENTURY | A-VMH18DU-1 |  | 12.5 | 21.5 | 9 | Yes | Both | 3 | 600 | 800 | 150 | 350 | 2025-01-01
201862958 | CENTURY | A-VMH28TU-1 |  | 12.5 | 22 | 9 | Yes | Both | 3 | 600 | 800 | 150 | 350 | 2025-01-01
201862959 | CENTURY | A-VMH36QU-1 |  | 13.5 | 21.5 | 9.5 | Yes | Both | 3 | 600 | 800 | 150 | 350 | 2025-01-01
200059084 | CENTURY | A-VFH18DB-1 |  | 12.5 | 21 | 9 | No | N/A | 3 | 600 | 800 | 150 | 350 | 2025-01-01
200059086 | CENTURY | A-VFH24TB-1 |  | 11.8 | 21 | 9 | No | N/A | 3 | 600 | 800 | 150 | 350 | 2025-01-01
200059088 | CENTURY | A-VFH30QB-1 |  | 11.8 | 20 | 8.6 | No | N/A | 2 | 500 | 700 | 100 | 300 | 2025-01-01
200059090 | CENTURY | A-VFH36QB-1 |  | 11.8 | 21 | 8.6 | No | N/A | 2 | 500 | 700 | 100 | 300 | 2025-01-01
200059092 | CENTURY | A-VFH42PB-1 |  | 10.4 | 21 | 8.6 | No | N/A | 2 | 500 | 700 | 100 | 300 | 2025-01-01
214442634 | CENTURY | A-VMH55PV-1 |  | 10.5 | 22 | 9.5 | Yes | Yes | 3 | 600 | 800 | 150 | 350 | 2025-01-01
202195115 | CENTURY | A-VMH48PU-1 |  | 12.5 | 23.7 | 8.6 | Yes | No | 2 | 500 | 700 | 100 | 300 | 2025-01-01
214442637 | CENTURY | A-VMH48PV-1 |  | 11.7 | 21.8 | 9.8 | Yes | Both | 3 | 600 | 800 | 150 | 350 | 2025-01-01
214415107 | CENTURY | A-VMH36QV-1A |  | 12.5 | 22.4 | 10.9 | Yes | Both | 4 | 700 | 900 | 150 | 350 | 2025-01-01
212940825 | CENTURY | A-VMH36QV-1 |  | 13.6 | 22.2 | 10.3 | No | N/A | 4 | 700 | 900 | 150 | 350 | 2025-01-01
212940821 | CENTURY | A-VMH18DV-1 |  | 12.5 | 22 | 9.8 | Yes | Both | 3 | 600 | 800 | 150 | 350 | 2025-01-01
212940823 | CENTURY | A-VMH28TV-1 |  | 12.5 | 23 | 10.6 | Yes | Both | 4 | 700 | 900 | 150 | 350 | 2025-01-01
212940822 | CENTURY | A-VMH18DV-1 |  | 12.25 | 20.5 | 9.55 | Yes | Both | 3 | 600 | 800 | 150 | 350 | 2025-01-01
212940827 | CENTURY | A-VMH28TV-1 |  | 12.1 | 21.5 | 10.05 | Yes | Both | 4 | 700 | 900 | 150 | 350 | 2025-01-01
212940828 | CENTURY | A-VMH36QV-1 |  | 12.65 | 20.6 | 10.15 | No | N/A | 4 | 700 | 900 | 150 | 350 | 2025-01-01
214415110 | CENTURY | A-VMH36QV-1A |  | 12.25 | 20.9 | 10.45 | Yes | Both | 4 | 700 | 900 | 150 | 350 | 2025-01-01
214442639 | CENTURY | A-VMH48PV-1 |  | 11.7 | 21.35 | 9.4 | Yes | Both | 3 | 600 | 800 | 150 | 350 | 2025-01-01
202195111 | CENTURY | A-VMH48PU-1 |  | 11.3 | 21 | 9.1 | No | N/A | 3 | 600 | 800 | 150 | 350 | 2025-01-01
214442636 | CENTURY | A-VMH55PV-1 |  | 10.5 | 20.4 | 9.4 | Yes | Yes | 3 | 600 | 800 | 150 | 350 | 2025-01-01
202110990 | CENTURY | A-VMH09SU-1 | B-VMH09DU-1 | 12.1 | 18.5 | 11.5 | Yes | Both | 4 | 700 | 900 | 150 | 350 | 2025-01-01
202110992 | CENTURY | A-VMH12SU-1 | B-VMH12DU-1 | 11.7 | 19 | 10 | Yes | Both | 4 | 700 | 900 | 150 | 350 | 2025-01-01
202110996 | CENTURY | A-VMH24SU-1 | B-VMH24DU-1 | 11.7 | 19.2 | 10.5 | Yes | Both | 4 | 700 | 900 | 150 | 350 | 2025-01-01
202065042 | CENTURY | A-VLU36SA-1 | B-VLU36CA-1 | 9 | 17.5 | 9.3 | No | N/A | 3 | 600 | 800 | 150 | 350 | 2025-01-01
202065066 | CENTURY | A-VLU48CA-1 | B-VLU48CA-1 | 9.5 | 16.8 | 9 | No | N/A | 3 | 600 | 800 | 150 | 350 | 2025-01-01
201862963 | CENTURY | A-VMH18SU-1A | B-VMH18SU-1A | 12.5 | 19.4 | 8.9 | Yes | No | 2 | 500 | 700 | 100 | 300 | 2025-01-01
200059036 | CENTURY | A-VMH24SU-1 | B-VMH24SU-1 | 13 | 20 | 9.5 | Yes | No | 3 | 600 | 800 | 150 | 350 | 2025-01-01
200059038 | CENTURY | A-VMH18SU-1 | B-VMH18SU-1 | 12.5 | 19.4 | 8.9 | Yes | No | 2 | 500 | 700 | 100 | 300 | 2025-01-01
200059040 | CENTURY | A-VMH12SU-1 | B-VMH12SU-1 | 13 | 19.9 | 9.1 | Yes | No | 3 | 600 | 800 | 150 | 350 | 2025-01-01
200059042 | CENTURY | A-VMH09SU-1 | B-VMH09SU-1 | 14.5 | 23.1 | 9.9 | Yes | No | 3 | 600 | 800 | 150 | 350 | 2025-01-01
214415105 | CENTURY | A-VMH33SV-1 | B-VMH33SV-1 | 12 | 19.5 | 10 | Yes | Both | 4 | 700 | 900 | 150 | 350 | 2025-01-01
212940807 | CENTURY | A-SVH09SB-0 | B-SVH09SB-0 | 10.1 | 17 | 9 | No | N/A | 3 | 600 | 800 | 150 | 350 | 2025-01-01
212940808 | CENTURY | A-SVH09SB-1 | B-SVH09SB-1 | 10.5 | 18.5 | 8.8 | Yes | Yes | 2 | 500 | 700 | 100 | 300 | 2025-01-01
212940809 | CENTURY | A-SVH12SB-0 | B-SVH12SB-0 | 8.8 | 17.4 | 8.7 | No | N/A | 2 | 500 | 700 | 100 | 300 | 2025-01-01
212940810 | CENTURY | A-SVH12SB-1 | B-SVH12SB-1 | 8.8 | 17.6 | 8.8 | No | N/A | 2 | 500 | 700 | 100 | 300 | 2025-01-01
212940811 | CENTURY | A-SVH18SB-1 | B-SVH18SB-1 | 9.9 | 18.3 | 8.7 | No | N/A | 2 | 500 | 700 | 100 | 300 | 2025-01-01
212940813 | CENTURY | A-VMH06SV-1 | B-VMH06SV-1 | 15.8 | 26.5 | 13.6 | Yes | Both | 4 | 700 | 900 | 150 | 350 | 2025-01-01
212940814 | CENTURY | A-VMH09SV-1 | B-VMH09SV-1 | 16.2 | 28.1 | 11.5 | Yes | Both | 4 | 700 | 900 | 150 | 350 | 2025-01-01
212940815 | CENTURY | A-VMH12SV-1 | B-VMH12SV-1 | 14 | 25.5 | 10.4 | Yes | Both | 4 | 700 | 900 | 150 | 350 | 2025-01-01
212940816 | CENTURY | A-VMH18SV-1 | B-VMH18SV-1 | 12.5 | 21.5 | 11.3 | Yes | Both | 4 | 700 | 900 | 150 | 350 | 2025-01-01
212940817 | CENTURY | A-VMH24SV-1 | B-VMH24SV-1 | 13 | 21.5 | 11.4 | Yes | Both | 4 | 700 | 900 | 150 | 350 | 2025-01-01
212940818 | CENTURY | A-VMH30SG-1 | B-VMH30SG-1 | 11.5 | 20 | 9.2 | No | N/A | 3 | 600 | 800 | 150 | 350 | 2025-01-01
207616580 | CHAMPION | DHS42CMB22S |  | 9 | 16 | 8.6 | No | N/A | 2 | 500 | 700 | 100 | 300 | 2025-01-01
207616572 | CHAMPION | DHS18CMB22S |  | 12 | 20 | 10 | No | N/A | 4 | 700 | 900 | 150 | 350 | 2025-01-01
207616577 | CHAMPION | DHS36CMB22S |  | 9 | 16 | 8.6 | No | N/A | 2 | 500 | 700 | 100 | 300 | 2025-01-01
207616574 | CHAMPION | DHS24CMB22S |  | 12 | 20 | 10 | No | N/A | 4 | 700 | 900 | 150 | 350 | 2025-01-01
207616569 | CHAMPION | DHW36CMB22S |  | 11.8 | 21 | 8.6 | No | N/A | 2 | 500 | 700 | 100 | 300 | 2025-01-01
8669077 | CHAMPION | DHW42CMB21S |  | 10.4 | 21 | 8.6 | No | N/A | 2 | 500 | 700 | 100 | 300 | 2025-01-01
207616576 | CHAMPION | DHS24CMB22S |  | 10.5 | 18 | 8.6 | No | N/A | 2 | 500 | 700 | 100 | 300 | 2025-01-01
209818480 | CHAMPION | DHP30CSB22S | DHP30NWB22S | 11.25 | 20 | 8.5 | No | N/A | 2 | 500 | 700 | 100 | 300 | 2025-01-01
209818485 | CHAMPION | DHP36CSB22S | DHP36NWB22S | 10.5 | 20 | 8.5 | No | N/A | 2 | 500 | 700 | 100 | 300 | 2025-01-01
208495241 | CHAMPION | DHP09CSB12S | DHP09NWB12S | 10.7 | 18 | 8.5 | No | N/A | 2 | 500 | 700 | 100 | 300 | 2025-01-01
208495246 | CHAMPION | DHP09CSB22S | DHP09NWB22S | 10.2 | 17.5 | 8.4 | No | N/A | 1 | 400 | 600 | 100 | 300 | 2025-01-01
208495256 | CHAMPION | DHP12CSB12S | DHP12NWB12S | 8.7 | 16.5 | 8.5 | No | N/A | 2 | 500 | 700 | 100 | 300 | 2025-01-01
208495261 | CHAMPION | DHP12CSB22S | DHP12NWB22S | 8.7 | 16.5 | 8.5 | No | N/A | 2 | 500 | 700 | 100 | 300 | 2025-01-01
208495266 | CHAMPION | DHP18CSB22S | DHP18NWB22S | 9.55 | 16 | 8.2 | No | N/A | 1 | 400 | 600 | 100 | 300 | 2025-01-01
208495271 | CHAMPION | DHP24CSB22S | DHP24NWB22S | 11.6 | 18 | 8.5 | No | N/A | 2 | 500 | 700 | 100 | 300 | 2025-01-01
8657808 | CHAMPION | DHX09CSB11S | DHX09NWB11S | 13 | 23 | 9.4 | Yes | Both | 3 | 600 | 800 | 150 | 350 | 2025-01-01
8657810 | CHAMPION | DHX12CSB11S | DHX12NWB11S | 12 | 21.5 | 8.2 | Yes | No | 1 | 400 | 600 | 100 | 300 | 2025-01-01
8657812 | CHAMPION | DHX09CSB21S | DHX09NWB21S | 14 | 23 | 8.5 | Yes | Both | 2 | 500 | 700 | 100 | 300 | 2025-01-01
8657814 | CHAMPION | DHX12CSB21S | DHX12NWB21S | 12 | 21.5 | 8.5 | Yes | Yes | 2 | 500 | 700 | 100 | 300 | 2025-01-01
8657816 | CHAMPION | DHX18CSB21S | DHX18NWB21S | 12.5 | 20 | 8.5 | No | N/A | 2 | 500 | 700 | 100 | 300 | 2025-01-01
8657818 | CHAMPION | DHX24CSB21S | DHX24NWB21S | 12.5 | 20 | 8.5 | Yes | No | 2 | 500 | 700 | 100 | 300 | 2025-01-01
217154353 | CHANGHONG | CSDH-12(R)DA | CSDH-12(R)DA | 11.4 | 20 | 8.5 | No | N/A | 2 | 500 | 700 | 100 | 300 | 2025-01-01
217154354 | CHANGHONG | CSDH-12DA | CSDH-12DA | 11.25 | 20 | 8.5 | No | N/A | 2 | 500 | 700 | 100 | 300 | 2025-01-01
207659296 | CIAC | CG43VX030PH3N1H | CH43VX030-H3N1H | 10.5 | 18.6 | 8.7 | No | N/A | 2 | 500 | 700 | 100 | 300 | 2025-01-01
207659297 | CIAC | CG43VX036PH3N1H | CH43VX036-H3N1H | 8.5 | 17.5 | 8.7 | No | N/A | 2 | 500 | 700 | 100 | 300 | 2025-01-01
205778920 | CIAC | CM43BX018-H3N1H | CK43BX018-C3N1H | 12.5 | 20 | 9.1 | No | N/A | 3 | 600 | 800 | 150 | 350 | 2025-01-01
205778922 | CIAC | CM43BX036-H3N1H | CK43BX036-C3N1H | 9 | 17.5 | 9.3 | No | N/A | 3 | 600 | 800 | 150 | 350 | 2025-01-01
205778923 | CIAC | CM43BX048-H3N1H | CK43BX048-C3N1H | 9.5 | 16.8 | 9 | No | N/A | 3 | 600 | 800 | 150 | 350 | 2025-01-01
205778924 | CIAC | CM43BX012-H3N1H | CF43BX012-M3N1H | 13 | 20.5 | 8.8 | No | N/A | 2 | 500 | 700 | 100 | 300 | 2025-01-01
205778925 | CIAC | CM43BX018-H3N1H | CF43BX018-M3N1H | 12.5 | 20 | 8.9 | No | N/A | 2 | 500 | 700 | 100 | 300 | 2025-01-01
205778926 | CIAC | CM43BX024-H3N1H | CF43BX024-M3N1H | 12.5 | 20 | 9.4 | No | N/A | 3 | 600 | 800 | 150 | 350 | 2025-01-01
205778927 | CIAC | CM43BX036-H3N1H | CF43BX036-M3N1H | 8 | 16 | 10 | No | N/A | 4 | 700 | 900 | 150 | 350 | 2025-01-01
205778928 | CIAC | CM43BX048-H3N1H | CF43BX048-M3N1H | 9.3 | 17.8 | 9 | No | N/A | 3 | 600 | 800 | 150 | 350 | 2025-01-01
205778929 | CIAC | CM43BX060-H3N1H | CF43BX060-M3N1H | 9.8 | 18 | 9.4 | No | N/A | 3 | 600 | 800 | 150 | 350 | 2025-01-01
205778930 | CIAC | CM43BX009-H3N1H | CC43BX009-E3N1H | 12.1 | 18.7 | 9.8 | No | N/A | 3 | 600 | 800 | 150 | 350 | 2025-01-01
205778931 | CIAC | CM43BX012-H3N1H | CC43BX012-E3N1H | 11.7 | 19 | 10 | No | N/A | 4 | 700 | 900 | 150 | 350 | 2025-01-01
205778932 | CIAC | CM43BX018-H3N1H | CC43BX018-E3N1H | 11.7 | 18.5 | 9.2 | No | N/A | 3 | 600 | 800 | 150 | 350 | 2025-01-01
205778933 | CIAC | CM43BX024-H3N1H | CC43BX024-E3N1H | 11.7 | 19 | 10 | No | N/A | 4 | 700 | 900 | 150 | 350 | 2025-01-01
205778936 | CIAC | CM43BX060-H3N1H | CC43BX060-E3N1H | 9 | 15.4 | 8.4 | No | N/A | 1 | 400 | 600 | 100 | 300 | 2025-01-01
213927673 | CIAC | CM43BX009-H3N2H | CK43BX009-C3N1H | 13 | 20 | 10 | No | N/A | 4 | 700 | 900 | 150 | 350 | 2025-01-01
213927674 | CIAC | CM43BX012-H3N2H | CK43BX012-C3N1H | 14 | 22.7 | 10 | No | N/A | 4 | 700 | 900 | 150 | 350 | 2025-01-01
213927675 | CIAC | CM43BX018-H3N2H | CK43BX018-C3N1H | 12.5 | 20.5 | 10.5 | No | N/A | 4 | 700 | 900 | 150 | 350 | 2025-01-01
213927676 | CIAC | CM43BX024-H3N2H | CK43BX024-C3N2H | 12.5 | 21.5 | 9.7 | No | N/A | 3 | 600 | 800 | 150 | 350 | 2025-01-01
213927677 | CIAC | CM43BX036-H3N2H | CK43BX036-C3N2H | 9.4 | 19.2 | 8.8 | No | N/A | 2 | 500 | 700 | 100 | 300 | 2025-01-01
213927678 | CIAC | CM43BX048-H3N2H | CK43BX048-C3N2H | 9.5 | 18.5 | 9.8 | No | N/A | 3 | 600 | 800 | 150 | 350 | 2025-01-01
213927679 | CIAC | CM43BX018-H3N2H | CF43BX018-M3N1H | 12.5 | 23 | 10 | No | N/A | 4 | 700 | 900 | 150 | 350 | 2025-01-01
213927680 | CIAC | CM43BX024-H3N2H | CF43BX024-M3N1H | 12.5 | 21.2 | 10.3 | No | N/A | 4 | 700 | 900 | 150 | 350 | 2025-01-01
213927681 | CIAC | CM43BX036-H3N2H | CF43BX036-M3N1H | 8.5 | 19 | 9 | No | N/A | 3 | 600 | 800 | 150 | 350 | 2025-01-01
213927682 | CIAC | CM43BX048-H3N2H | CF43BX048-M3N1H | 9.3 | 18.9 | 10 | No | N/A | 4 | 700 | 900 | 150 | 350 | 2025-01-01
213927683 | CIAC | CM43BX060-H3N2H | CF43BX060-M3N1H | 9.8 | 19.8 | 9 | No | N/A | 3 | 600 | 800 | 150 | 350 | 2025-01-01
213927684 | CIAC | CM43BX009-H3N2H | CC43BX009-E3N1H | 12.5 | 19.2 | 10.2 | No | N/A | 4 | 700 | 900 | 150 | 350 | 2025-01-01
213927685 | CIAC | CM43BX012-H3N2H | CC43BX012-E3N1H | 11.7 | 19 | 10.3 | No | N/A | 4 | 700 | 900 | 150 | 350 | 2025-01-01
213927686 | CIAC | CM43BX018-H3N2H | CC43BX018-E3N1H | 12.5 | 20 | 10.6 | No | N/A | 4 | 700 | 900 | 150 | 350 | 2025-01-01
213927687 | CIAC | CM43BX024-H3N2H | CC43BX024-E3N1H | 12.5 | 19 | 11.2 | No | N/A | 4 | 700 | 900 | 150 | 350 | 2025-01-01
213927688 | CIAC | CM43BX036-H3N2H | CC43BX036-E3N1H | 8.8 | 15.8 | 8.8 | No | N/A | 2 | 500 | 700 | 100 | 300 | 2025-01-01
213927690 | CIAC | CM43BX060-H3N2H | CC43BX060-E3N1H | 10.3 | 17 | 8.4 | No | N/A | 1 | 400 | 600 | 100 | 300 | 2025-01-01
214521882 | CIAC | CG420B-X012PH1N1H | CH420B-X012-H1N1H | 10.3 | 20.8 | 8.7 | No | N/A | 2 | 500 | 700 | 100 | 300 | 2025-01-01
9105288 | CIAC | CG43JX012PH3N1H | CH43JX012-H3N1H | 13 | 21.3 | 8.4 | No | N/A | 1 | 400 | 600 | 100 | 300 | 2025-01-01
9105289 | CIAC | CG43JX018PH3N1H | CH43JX018-H3N1H | 13 | 19.9 | 8.1 | No | N/A | 1 | 400 | 600 | 100 | 300 | 2025-01-01
212925551 | CIAC | CG43MX036PH3H1C | CH43MX036-H3H1C | 10.5 | 20 | 8.5 | No | N/A | 2 | 500 | 700 | 100 | 300 | 2025-01-01
214521878 | CIAC | CG420B-X018PH3N1H | CH420B-X018-H3N1H | 11 | 19.5 | 8.7 | No | N/A | 2 | 500 | 700 | 100 | 300 | 2025-01-01
214521879 | CIAC | CG420B-X009PH3N1H | CH420B-X009-H3N1H | 12.6 | 21.7 | 9.4 | No | N/A | 3 | 600 | 800 | 150 | 350 | 2025-01-01
214521880 | CIAC | CG420B-X024PH3N1H | CH420B-X024-H3N1H | 9.5 | 18.5 | 8.6 | No | N/A | 2 | 500 | 700 | 100 | 300 | 2025-01-01
214521881 | CIAC | CG420B-X012PH3N1H | CH420B-X012-H3N1H | 10.8 | 21.4 | 9.2 | No | N/A | 3 | 600 | 800 | 150 | 350 | 2025-01-01
209948220 | CIAC | CG43WX030PH3N1H | CH43WX030-H3N1H | 12.2 | 21 | 8.2 | No | N/A | 1 | 400 | 600 | 100 | 300 | 2025-01-01
209843034 | CLASSIC | MMRSHC18AS2 |  | 12 | 19 | 9.8 | Yes | Both | 3 | 600 | 800 | 150 | 350 | 2025-01-01
209843037 | CLASSIC | MMRSHC27AS3 |  | 11.7 | 21 | 9.2 | No | N/A | 3 | 600 | 800 | 150 | 350 | 2025-01-01
209843040 | CLASSIC | MMRSHC36AS4 |  | 11 | 20 | 9.2 | No | N/A | 3 | 600 | 800 | 150 | 350 | 2025-01-01
209843043 | CLASSIC | MMRSHC48AS5 |  | 10.8 | 20.5 | 9.7 | No | N/A | 3 | 600 | 800 | 150 | 350 | 2025-01-01
209843039 | CLASSIC | MMRSHC36AS4 |  | 10.6 | 23.1 | 9.6 | No | N/A | 3 | 600 | 800 | 150 | 350 | 2025-01-01
209843042 | CLASSIC | MMRSHC48AS5 |  | 11 | 21.1 | 9.5 | No | N/A | 3 | 600 | 800 | 150 | 350 | 2025-01-01
209843033 | CLASSIC | MMRSHC18AS2 |  | 12.5 | 21 | 10.2 | Yes | No | 4 | 700 | 900 | 150 | 350 | 2025-01-01
209843036 | CLASSIC | MMRSHC27AS3 |  | 12.2 | 23.5 | 9.2 | No | N/A | 3 | 600 | 800 | 150 | 350 | 2025-01-01
10327034 | CLASSIC | MMCUC18AS2 |  | 11.7 | 20.5 | 8.9 | Yes | No | 2 | 500 | 700 | 100 | 300 | 2025-01-01
10327039 | CLASSIC | MMCUC27AS3 |  | 12 | 22 | 8.9 | Yes | Both | 2 | 500 | 700 | 100 | 300 | 2025-01-01
10327043 | CLASSIC | MMCUC36AS4 |  | 10.8 | 22.5 | 9.2 | No | N/A | 3 | 600 | 800 | 150 | 350 | 2025-01-01
10327047 | CLASSIC | MMCUC48AS5 |  | 11.6 | 21.5 | 8.7 | No | N/A | 2 | 500 | 700 | 100 | 300 | 2025-01-01
209843035 | CLASSIC | MMRSHC18AS2 |  | 12.25 | 20 | 10 | Yes | No | 4 | 700 | 900 | 150 | 350 | 2025-01-01
209843044 | CLASSIC | MMRSHC48AS5 |  | 10.9 | 20.8 | 9.6 | No | N/A | 3 | 600 | 800 | 150 | 350 | 2025-01-01
209843041 | CLASSIC | MMRSHC36AS4 |  | 10.8 | 21.55 | 9.4 | No | N/A | 3 | 600 | 800 | 150 | 350 | 2025-01-01
209843038 | CLASSIC | MMRSHC27AS3 |  | 11.95 | 22.25 | 9.2 | No | N/A | 3 | 600 | 800 | 150 | 350 | 2025-01-01
209842996 | CLASSIC | MRSVHC12AS | MC4VHC12S | 14 | 22.7 | 10 | Yes | No | 4 | 700 | 900 | 150 | 350 | 2025-01-01
209842997 | CLASSIC | MRSVHC18AS | MC4VHC18S | 12.5 | 20.5 | 10.5 | Yes | No | 4 | 700 | 900 | 150 | 350 | 2025-01-01
209842998 | CLASSIC | MRSVHC24AS | MC4VHC24S | 12.5 | 21.5 | 9.7 | No | N/A | 3 | 600 | 800 | 150 | 350 | 2025-01-01
209842999 | CLASSIC | MRSVHC36AS | MC4VHC36S | 9.4 | 19.2 | 8.8 | No | N/A | 2 | 500 | 700 | 100 | 300 | 2025-01-01
209843000 | CLASSIC | MRSVHC48AS | MC4VHC48S | 9.5 | 18.5 | 9.8 | No | N/A | 3 | 600 | 800 | 150 | 350 | 2025-01-01
209843001 | CLASSIC | MRSVHC12AS | MFCHC12S | 11.7 | 19 | 10.3 | Yes | Both | 4 | 700 | 900 | 150 | 350 | 2025-01-01
209843002 | CLASSIC | MRSVHC18AS | MFCHC18S | 12.5 | 20 | 10.6 | Yes | No | 4 | 700 | 900 | 150 | 350 | 2025-01-01
209843003 | CLASSIC | MRSVHC24AS | MFCHC24S | 12.5 | 19 | 11.2 | No | N/A | 4 | 700 | 900 | 150 | 350 | 2025-01-01
209843004 | CLASSIC | MRSVHC36AS | MFCHC36S | 8.8 | 15.8 | 8.8 | No | N/A | 2 | 500 | 700 | 100 | 300 | 2025-01-01
209843007 | CLASSIC | MC4VHC18S | MUVHC18S | 12.5 | 23 | 10 | Yes | No | 4 | 700 | 900 | 150 | 350 | 2025-01-01
209843008 | CLASSIC | MRSVHC24AS | MUVHC24S | 12.5 | 21.2 | 10.3 | No | N/A | 4 | 700 | 900 | 150 | 350 | 2025-01-01
209843009 | CLASSIC | MRSVHC36AS | MUVHC36S | 8.5 | 19 | 9 | No | N/A | 3 | 600 | 800 | 150 | 350 | 2025-01-01
209843010 | CLASSIC | MRSVHC48AS | MUVHC48S | 9.3 | 18.9 | 10 | Yes | Yes | 4 | 700 | 900 | 150 | 350 | 2025-01-01
207614939 | CLASSIC | MRPOC30AS | MWPOC30S | 12.2 | 21 | 8.2 | Yes | No | 1 | 400 | 600 | 100 | 300 | 2025-01-01
205287347 | CLASSIC | HRHDBC09AS | HWHDBC09S | 13.7 | 22 | 9 | No | N/A | 3 | 600 | 800 | 150 | 350 | 2025-01-01
205287348 | CLASSIC | HRHDBC12AS2 | HWHDBC12S2 | 13 | 21 | 9.5 | No | N/A | 3 | 600 | 800 | 150 | 350 | 2025-01-01
205287349 | CLASSIC | HRHDBC18AS2 | HWHDBC18S2 | 13 | 22.5 | 8.6 | No | N/A | 2 | 500 | 700 | 100 | 300 | 2025-01-01
205287350 | CLASSIC | HRHDBC24AS2 | HWHDBC24S2 | 12.2 | 20.5 | 8.6 | No | N/A | 2 | 500 | 700 | 100 | 300 | 2025-01-01
205287353 | CLASSIC | HRHDBC09SA | HWHDBC09SA | 12.8 | 18.5 | 9 | No | N/A | 3 | 600 | 800 | 150 | 350 | 2025-01-01
205287354 | CLASSIC | HRHDBC12SA | HWHDBC12SA | 12.5 | 21.7 | 9.5 | No | N/A | 3 | 600 | 800 | 150 | 350 | 2025-01-01
205234622 | CLASSIC | GRHARC09ASA | GWHARC09SA | 9.55 | 17 | 8.3 | No | N/A | 1 | 400 | 600 | 100 | 300 | 2025-01-01
203376734 | CLASSIC | MRHDRC18AS | MWHDRC18S | 11.2 | 18.1 | 8.3 | No | N/A | 1 | 400 | 600 | 100 | 300 | 2025-01-01
202427208 | CLASSIC | MRHDRC18AS | MWHDRC18S | 11.2 | 18.1 | 8.3 | No | N/A | 1 | 400 | 600 | 100 | 300 | 2025-01-01
202132214 | CLASSIC | HRDKC30AS | HWDKC30S | 10 | 18.5 | 9 | No | N/A | 3 | 600 | 800 | 150 | 350 | 2025-01-01
201810389 | CLASSIC | HRDKT30AS | HWDKT30S | 10 | 18.5 | 9 | No | N/A | 3 | 600 | 800 | 150 | 350 | 2025-01-01
201810392 | CLASSIC | HRHDBC12AS | HWHDBC12S | 13 | 21 | 9.5 | No | N/A | 3 | 600 | 800 | 150 | 350 | 2025-01-01
201810393 | CLASSIC | HRHDBC18AS | HWHDBC18S | 13 | 22.5 | 8.6 | No | N/A | 2 | 500 | 700 | 100 | 300 | 2025-01-01
201810394 | CLASSIC | HRHDBC24AS | HWHDBC24S | 12.2 | 20.5 | 8.6 | No | N/A | 2 | 500 | 700 | 100 | 300 | 2025-01-01
10595492 | CLASSIC | MROHNC24AS | MCHINC24S | 11 | 20 | 9.6 | No | N/A | 3 | 600 | 800 | 150 | 350 | 2025-01-01
10595493 | CLASSIC | MROHNC36AS | MCHINC36S | 9 | 17.5 | 9.3 | No | N/A | 3 | 600 | 800 | 150 | 350 | 2025-01-01
10595494 | CLASSIC | MROHNC48AS | MCHINC48S | 9.5 | 16.8 | 9 | No | N/A | 3 | 600 | 800 | 150 | 350 | 2025-01-01
216723116 | CLASSIC | GRH32IC09ASA | GWH32IC09SA | 12.3 | 22 | 9.2 | No | N/A | 3 | 600 | 800 | 150 | 350 | 2025-01-01
8752719 | CLASSIC | MROHNC12AS | MCHINC12S | 12.5 | 19.5 | 9.3 | Yes | No | 3 | 600 | 800 | 150 | 350 | 2025-01-01
8752720 | CLASSIC | MROHNC18AS | MCHINC18S | 12.5 | 20 | 9.8 | Yes | No | 3 | 600 | 800 | 150 | 350 | 2025-01-01
8965363 | CLASSIC | MROHC09AS2 | MWOHC09S2 | 14.5 | 23.1 | 9.9 | Yes | No | 3 | 600 | 800 | 150 | 350 | 2025-01-01
8965365 | CLASSIC | MROHC12AS2 | MWOHC12S2 | 13 | 19.9 | 9.1 | Yes | No | 3 | 600 | 800 | 150 | 350 | 2025-01-01
8965367 | CLASSIC | MROHC18AS2 | MWOHC18S2 | 12.5 | 19.4 | 8.9 | Yes | No | 2 | 500 | 700 | 100 | 300 | 2025-01-01
8965369 | CLASSIC | MROHC24AS2 | MWOHC24S2 | 13 | 20 | 9.5 | Yes | No | 3 | 600 | 800 | 150 | 350 | 2025-01-01
216025765 | CLASSIC | GRH32IC09AS | GWH32IC09S | 12.3 | 22 | 9.2 | No | N/A | 3 | 600 | 800 | 150 | 350 | 2025-01-01
216025771 | CLASSIC | GRH32IC12ASA | GWH32IC12SA | 11 | 21.5 | 8.5 | No | N/A | 2 | 500 | 700 | 100 | 300 | 2025-01-01
216025772 | CLASSIC | GRH32IC12AS | GWH32IC12S | 11 | 21.5 | 8.5 | No | N/A | 2 | 500 | 700 | 100 | 300 | 2025-01-01
216025773 | CLASSIC | GRH32IC18AS | GWH32IC18S | 11.8 | 21.5 | 8.5 | No | N/A | 2 | 500 | 700 | 100 | 300 | 2025-01-01
216025774 | CLASSIC | GRH32IC24AS | GWH32IC24S | 13.65 | 22 | 9.5 | No | N/A | 3 | 600 | 800 | 150 | 350 | 2025-01-01
216025775 | CLASSIC | GRH32IC36AS | GWH32IC36S | 10.6 | 21 | 8.5 | No | N/A | 2 | 500 | 700 | 100 | 300 | 2025-01-01
202427206 | CLASSIC | MRHDRC12AS | MWHDRC12S | 11.2 | 19.8 | 8.1 | No | N/A | 1 | 400 | 600 | 100 | 300 | 2025-01-01
212119357 | CLASSIC | GRHARC09AS2 | GWHARC09S2 | 12.5 | 20.5 | 8.8 | No | N/A | 2 | 500 | 700 | 100 | 300 | 2025-01-01
212119358 | CLASSIC | GRHARC12ASA2 | GWHARC12SA2 | 11.3 | 20 | 8.5 | No | N/A | 2 | 500 | 700 | 100 | 300 | 2025-01-01
212119359 | CLASSIC | GRHARC12AS2 | GWHARC12S2 | 11.3 | 20 | 8.5 | No | N/A | 2 | 500 | 700 | 100 | 300 | 2025-01-01
211729927 | CLASSIC | GRHARC24AS2 | GWHARC24S2 | 12.2 | 22 | 9 | No | N/A | 3 | 600 | 800 | 150 | 350 | 2025-01-01
210605764 | CLASSIC | GRHARC18AS2 | GWHARC18S2 | 10.9 | 20 | 8.5 | No | N/A | 2 | 500 | 700 | 100 | 300 | 2025-01-01
210605765 | CLASSIC | GRHARC36AS3 | GWHARC36S3 | 10.5 | 20 | 8.5 | No | N/A | 2 | 500 | 700 | 100 | 300 | 2025-01-01
210605766 | CLASSIC | GRHARC09ASA2 | GWHARC09SA2 | 10.7 | 18 | 8.5 | No | N/A | 2 | 500 | 700 | 100 | 300 | 2025-01-01
210720783 | Classic America | MSCT-09HAC1-O | MSCT-09HAC1-I | 12.5 | 23 | 9 | Yes | Both | 3 | 600 | 800 | 150 | 350 | 2025-01-01
210720784 | Classic America | MSCT-24HAC2-O | MSCT-24HAC2-I | 12.5 | 20 | 9 | Yes | No | 3 | 600 | 800 | 150 | 350 | 2025-01-01
208141286 | Clearity | MOX430-17HFN1-MT0W | MSEPC-18HRFN1-MU0W | 12.5 | 21.5 | 11.3 | Yes | Both | 4 | 700 | 900 | 150 | 350 | 2025-01-01
204007909 | Clearity | MOB30-12HFN1-MV0W | CS11M-12HRFN1-MU5W | 13 | 19.9 | 9.1 | Yes | No | 3 | 600 | 800 | 150 | 350 | 2025-01-01
204007910 | Clearity | MOCA30-18HFN1-MT0W | CS11M-18HRFN1-MT0W | 12.5 | 19.4 | 8.9 | Yes | No | 2 | 500 | 700 | 100 | 300 | 2025-01-01
210568095 | Clearity | MOX330-12HFN1-MW5W | MSEPB-12HRFN1-MW5W(GA) | 14 | 25.5 | 10.4 | Yes | Both | 4 | 700 | 900 | 150 | 350 | 2025-01-01
210278958 | Clearity | MOD30-24HFN1-MU0W | MSEPD-24HRFN1-MU0W | 13 | 21.5 | 11.4 | Yes | Both | 4 | 700 | 900 | 150 | 350 | 2025-01-01
210278959 | Clearity | MOD30-24HFN1-MT0W | CS11M-23HRFN1-MT0W | 13 | 20 | 9.5 | Yes | No | 3 | 600 | 800 | 150 | 350 | 2025-01-01
213148996 | Clima Smart | MCH12-CS-S23-230V-O | MCH12-CS-S23-230V-I | 13 | 23 | 9.5 | No | N/A | 3 | 600 | 800 | 150 | 350 | 2025-01-01
211257104 | Clima Smart | MCH12-CS-S23-O | MCH12-CS-S23-I | 12.5 | 22 | 9 | No | N/A | 3 | 600 | 800 | 150 | 350 | 2025-01-01
211257105 | Clima Smart | MCH18-CS-S23-O | MCH18-CS-S23-I | 13 | 22 | 9 | Yes | No | 3 | 600 | 800 | 150 | 350 | 2025-01-01
211257106 | Clima Smart | MCH24-CS-S23-O | MCH24-CS-S23-I | 12.5 | 20 | 9 | Yes | No | 3 | 600 | 800 | 150 | 350 | 2025-01-01
217187389 | Coast Air | A-CAD09-0B | B-CAD09-0B | 14 | 23.6 | 11.5 | Yes | Both | 4 | 700 | 900 | 150 | 350 | 2025-01-01
217187390 | Coast Air | A-CAD12-0B | B-CAD12-0B | 12.5 | 23.5 | 10.2 | Yes | Both | 4 | 700 | 900 | 150 | 350 | 2025-01-01
217187391 | Coast Air | A-CAD18-1B | B-CAD18-1B | 13.7 | 22.5 | 11.5 | Yes | Both | 4 | 700 | 900 | 150 | 350 | 2025-01-01
217187392 | Coast Air | A-CAD24-1B | B-CAD24-1B | 12.7 | 22.7 | 9.5 | Yes | No | 3 | 600 | 800 | 150 | 350 | 2025-01-01
207192279 | Coast Air | A-CAD09-0 | B-CAD09-0 | 12.7 | 19 | 8.3 | Yes | No | 1 | 400 | 600 | 100 | 300 | 2025-01-01
207131744 | Coast Air | A-CAD18-1 | B-CAD18-1 | 12.5 | 19.8 | 9.6 | Yes | No | 3 | 600 | 800 | 150 | 350 | 2025-01-01
207131747 | Coast Air | A-CAD24-1 | B-CAD24-1 | 12.5 | 20 | 9.3 | Yes | No | 3 | 600 | 800 | 150 | 350 | 2025-01-01
214312526 | Coast Air | A-CAD09-0A | B-CAD09-0A* | 14.5 | 25 | 10.8 | Yes | No | 4 | 700 | 900 | 150 | 350 | 2025-01-01
211126489 | Coast Air | A-CAD24-1A | B-CAD24-1A | 12.5 | 20.5 | 9.2 | Yes | No | 3 | 600 | 800 | 150 | 350 | 2025-01-01
211126490 | Coast Air | A-CAD12-0A | B-CAD12-0A | 12.5 | 22.5 | 9 | Yes | No | 3 | 600 | 800 | 150 | 350 | 2025-01-01
211126491 | Coast Air | A-CAD18-1A | B-CAD18-1A | 12.6 | 22.7 | 9.8 | Yes | No | 3 | 600 | 800 | 150 | 350 | 2025-01-01
216566088 | Coleman | UMC18CN23STG1 |  | 12 | 17.5 | 9.4 | Yes | Both | 3 | 600 | 800 | 150 | 350 | 2025-01-01
216566090 | Coleman | UMC24CN23STG1 |  | 11.5 | 18 | 8.8 | Yes | Both | 2 | 500 | 700 | 100 | 300 | 2025-01-01
216566092 | Coleman | UMC48CN23STG1 |  | 11.35 | 18 | 8.8 | Yes | Both | 2 | 500 | 700 | 100 | 300 | 2025-01-01
216566095 | Coleman | UMC36CN23STG1 |  | 12.85 | 19 | 9 | Yes | Both | 3 | 600 | 800 | 150 | 350 | 2025-01-01
207616600 | Coleman | DHS42CMB22S |  | 9 | 16 | 8.6 | No | N/A | 2 | 500 | 700 | 100 | 300 | 2025-01-01
207616592 | Coleman | DHS18CMB22S |  | 12 | 20 | 10 | No | N/A | 4 | 700 | 900 | 150 | 350 | 2025-01-01
207616597 | Coleman | DHS36CMB22S |  | 9 | 16 | 8.6 | No | N/A | 2 | 500 | 700 | 100 | 300 | 2025-01-01
207616594 | Coleman | DHS24CMB22S |  | 12 | 20 | 10 | No | N/A | 4 | 700 | 900 | 150 | 350 | 2025-01-01
207616589 | Coleman | DHW36CMB22S |  | 11.8 | 21 | 8.6 | No | N/A | 2 | 500 | 700 | 100 | 300 | 2025-01-01
216566096 | Coleman | UMC36CN23STG1 |  | 12.85 | 22 | 10 | Yes | Both | 4 | 700 | 900 | 150 | 350 | 2025-01-01
216566093 | Coleman | UMC48CN23STG1 |  | 12 | 22 | 9.5 | Yes | Both | 3 | 600 | 800 | 150 | 350 | 2025-01-01
216566116 | Coleman | UMC18CN23STG1 |  | 13.3 | 22 | 10 | Yes | Both | 4 | 700 | 900 | 150 | 350 | 2025-01-01
216566118 | Coleman | UMC24CN23STG1 |  | 12.85 | 23 | 10 | Yes | Both | 4 | 700 | 900 | 150 | 350 | 2025-01-01
216566091 | Coleman | UMC24CN23STG1 |  | 12.2 | 20.5 | 9.4 | Yes | Both | 3 | 600 | 800 | 150 | 350 | 2025-01-01
216566089 | Coleman | UMC18CN23STG1 |  | 12.65 | 19.75 | 9.7 | Yes | Both | 3 | 600 | 800 | 150 | 350 | 2025-01-01
216566094 | Coleman | UMC48CN23STG1 |  | 11.8 | 20 | 9.15 | Yes | Both | 3 | 600 | 800 | 150 | 350 | 2025-01-01
216566097 | Coleman | UMC36CN23STG1 |  | 12.85 | 20.5 | 9.5 | Yes | Both | 3 | 600 | 800 | 150 | 350 | 2025-01-01
207616596 | Coleman | DHS24CMB22S |  | 10.5 | 18 | 8.6 | No | N/A | 2 | 500 | 700 | 100 | 300 | 2025-01-01
209818481 | Coleman | DHP30CSB22S | DHP30NWB22S | 11.25 | 20 | 8.5 | No | N/A | 2 | 500 | 700 | 100 | 300 | 2025-01-01
209818486 | Coleman | DHP36CSB22S | DHP36NWB22S | 10.5 | 20 | 8.5 | No | N/A | 2 | 500 | 700 | 100 | 300 | 2025-01-01
208495242 | Coleman | DHP09CSB12S | DHP09NWB12S | 10.7 | 18 | 8.5 | No | N/A | 2 | 500 | 700 | 100 | 300 | 2025-01-01
208495247 | Coleman | DHP09CSB22S | DHP09NWB22S | 10.2 | 17.5 | 8.4 | No | N/A | 1 | 400 | 600 | 100 | 300 | 2025-01-01
208495257 | Coleman | DHP12CSB12S | DHP12NWB12S | 8.7 | 16.5 | 8.5 | No | N/A | 2 | 500 | 700 | 100 | 300 | 2025-01-01
208495262 | Coleman | DHP12CSB22S | DHP12NWB22S | 8.7 | 16.5 | 8.5 | No | N/A | 2 | 500 | 700 | 100 | 300 | 2025-01-01
208495267 | Coleman | DHP18CSB22S | DHP18NWB22S | 9.55 | 16 | 8.2 | No | N/A | 1 | 400 | 600 | 100 | 300 | 2025-01-01
208495272 | Coleman | DHP24CSB22S | DHP24NWB22S | 11.6 | 18 | 8.5 | No | N/A | 2 | 500 | 700 | 100 | 300 | 2025-01-01
216572150 | Coleman | URC12CN23STG1 | UNI12HW23STG1 | 12.25 | 23 | 10 | Yes | Both | 4 | 700 | 900 | 150 | 350 | 2025-01-01
216572151 | Coleman | URC18CN23STG1 | UNI18HW23STG1 | 12.95 | 21 | 10 | Yes | Both | 4 | 700 | 900 | 150 | 350 | 2025-01-01
216572153 | Coleman | URC24CN23STG1 | UNI24HW23STG1 | 12.25 | 22.5 | 9.5 | Yes | Both | 3 | 600 | 800 | 150 | 350 | 2025-01-01
216572154 | Coleman | URC09CN15STG1 | URD09HW15STG1 | 14.05 | 23 | 10 | Yes | Both | 4 | 700 | 900 | 150 | 350 | 2025-01-01
216572156 | Coleman | URC12CN15STG1 | URD12HW15STG1 | 12.25 | 22 | 9.5 | Yes | Both | 3 | 600 | 800 | 150 | 350 | 2025-01-01
216572157 | Coleman | UPC09CN23STG1 | UNI09HW23STG1 | 12 | 22 | 10.5 | Yes | Yes | 4 | 700 | 900 | 150 | 350 | 2025-01-01
216572158 | Coleman | UPC12CN23STG1 | UNI12HW23STG1 | 12 | 22 | 10.5 | Yes | Yes | 4 | 700 | 900 | 150 | 350 | 2025-01-01
216572159 | Coleman | UPC18CN23STG1 | UNI18HW23STG1 | 12 | 21 | 10 | Yes | Both | 4 | 700 | 900 | 150 | 350 | 2025-01-01
216572160 | Coleman | UPC24CN23STG1 | UNI24HW23STG1 | 12 | 21 | 10 | Yes | No | 4 | 700 | 900 | 150 | 350 | 2025-01-01
216572459 | Coleman | UPC36CN23STG1* | UNI36HW23STG1* | 12 | 20 | 10 | Yes | Both | 4 | 700 | 900 | 150 | 350 | 2025-01-01
216572149 | Coleman | URC09CN23STG1 | UNI09HW23STG1 | 13.65 | 25 | 11 | Yes | Both | 4 | 700 | 900 | 150 | 350 | 2025-01-01
216566108 | Coleman | UPC18CN23STG1 | UNI18CS23STG1 | 12 | 20 | 10 | Yes | Both | 4 | 700 | 900 | 150 | 350 | 2025-01-01
216566109 | Coleman | UPC24CN23STG1 | UNI24CS23STG1 | 12 | 20 | 10.5 | Yes | Both | 4 | 700 | 900 | 150 | 350 | 2025-01-01
216566112 | Coleman | UPC18CN23STG1 | UNI18DT23STG1 | 11.7 | 19 | 9 | Yes | Both | 3 | 600 | 800 | 150 | 350 | 2025-01-01
216566113 | Coleman | UPC24CN23STG1 | UNI24DT23STG1 | 11.7 | 19 | 9.5 | Yes | Both | 3 | 600 | 800 | 150 | 350 | 2025-01-01
216558426 | Coleman | UPC36CN23STG1 | UNI36DT23STG1 | 11.7 | 18.5 | 9 | Yes | Both | 3 | 600 | 800 | 150 | 350 | 2025-01-01
216558427 | Coleman | UPC48CN23STG1 | UNI48DT23STG1 | 10.7 | 19.5 | 9.5 | Yes | Yes | 3 | 600 | 800 | 150 | 350 | 2025-01-01
216558428 | Coleman | UPC36CN23STG1 | UNI36CS23STG1 | 12 | 19.5 | 9.5 | Yes | Both | 3 | 600 | 800 | 150 | 350 | 2025-01-01
216558429 | Coleman | UPC48CN23STG1 | UNI48CS23STG1 | 12 | 20 | 9.5 | Yes | Both | 3 | 600 | 800 | 150 | 350 | 2025-01-01
216566080 | Coleman | UPC09CN23STG1 | UNI09CS23STG1 | 12 | 20 | 9.5 | Yes | Both | 3 | 600 | 800 | 150 | 350 | 2025-01-01
216566081 | Coleman | UPC12CN23STG1 | UNI12CS23STG1 | 12 | 20 | 9.5 | Yes | Both | 3 | 600 | 800 | 150 | 350 | 2025-01-01
216566082 | Coleman | UPC09CN23STG1 | UNI09DT23STG1 | 11.7 | 19.5 | 9.5 | Yes | Both | 3 | 600 | 800 | 150 | 350 | 2025-01-01
216566083 | Coleman | UPC12CN23STG1 | UNI12DT23STG1 | 11.7 | 19.5 | 9.5 | Yes | Both | 3 | 600 | 800 | 150 | 350 | 2025-01-01
8578506 | COLEMAN BY JOHNSON CONTROLS | DHW42CMB21S |  | 10.4 | 21 | 8.6 | No | N/A | 2 | 500 | 700 | 100 | 300 | 2025-01-01
8578562 | COLEMAN BY JOHNSON CONTROLS | DHX09CSB11S | DHX09NWB11S | 13 | 23 | 9.4 | Yes | Both | 3 | 600 | 800 | 150 | 350 | 2025-01-01
8578566 | COLEMAN BY JOHNSON CONTROLS | DHX12CSB11S | DHX12NWB11S | 12 | 21.5 | 8.2 | Yes | No | 1 | 400 | 600 | 100 | 300 | 2025-01-01
8578570 | COLEMAN BY JOHNSON CONTROLS | DHX09CSB21S | DHX09NWB21S | 14 | 23 | 8.5 | Yes | Both | 2 | 500 | 700 | 100 | 300 | 2025-01-01
8578574 | COLEMAN BY JOHNSON CONTROLS | DHX12CSB21S | DHX12NWB21S | 12 | 21.5 | 8.5 | Yes | Yes | 2 | 500 | 700 | 100 | 300 | 2025-01-01
8578578 | COLEMAN BY JOHNSON CONTROLS | DHX18CSB21S | DHX18NWB21S | 12.5 | 20 | 8.5 | No | N/A | 2 | 500 | 700 | 100 | 300 | 2025-01-01
8578582 | COLEMAN BY JOHNSON CONTROLS | DHX24CSB21S | DHX24NWB21S | 12.5 | 20 | 8.5 | Yes | No | 2 | 500 | 700 | 100 | 300 | 2025-01-01
205092308 | COMFEE | MOCA30-18HFN1-MT0W | CS11M-18HRFN1-MT0W | 12.5 | 19.4 | 8.9 | No | N/A | 2 | 500 | 700 | 100 | 300 | 2025-01-01
205092311 | COMFEE | MOD30-24HFN1-MT0W | CS11M-23HRFN1-MT0W | 13 | 20 | 9.5 | No | N/A | 3 | 600 | 800 | 150 | 350 | 2025-01-01
205092317 | COMFEE | MOB30-12HFN1-MV0W | CS11M-12HRFN1-MV0W | 13 | 19.9 | 9.1 | No | N/A | 3 | 600 | 800 | 150 | 350 | 2025-01-01
215438063 | ComfiAire | CA3-24UMTO |  | 12.5 | 22 | 9.05 | Yes | Both | 3 | 600 | 800 | 150 | 350 | 2025-01-01
215438064 | ComfiAire | CA4-36UMTO |  | 12.5 | 21 | 9 | Yes | Both | 3 | 600 | 800 | 150 | 350 | 2025-01-01
215438065 | ComfiAire | CA2-18UMTO |  | 12.5 | 21 | 9.5 | Yes | Both | 3 | 600 | 800 | 150 | 350 | 2025-01-01
215438066 | ComfiAire | CA5-42UMTO |  | 10.5 | 20 | 8.95 | No | N/A | 2 | 500 | 700 | 100 | 300 | 2025-01-01
215427967 | ComfiAire | CA-09UXEO | CA-09UWXI | 14.5 | 25.5 | 10.5 | Yes | Both | 4 | 700 | 900 | 150 | 350 | 2025-01-01
215427968 | ComfiAire | CA-12UXEO | CA-12UWXI | 12.7 | 23.5 | 9.5 | Yes | Both | 3 | 600 | 800 | 150 | 350 | 2025-01-01
215427969 | ComfiAire | CA-18UXEO | CA-18UWXI | 13.2 | 20.5 | 9.5 | Yes | Both | 3 | 600 | 800 | 150 | 350 | 2025-01-01
215427970 | ComfiAire | CA-24UXEO | CA-24UWXI | 12.5 | 21 | 10 | Yes | Both | 4 | 700 | 900 | 150 | 350 | 2025-01-01
215427975 | ComfiAire | CA-30UEGO | CA-30UWEI | 10 | 18.5 | 9 | No | N/A | 3 | 600 | 800 | 150 | 350 | 2025-01-01
208128250 | Comfor Matic | GFMCB18-H2 |  | 12.5 | 21 | 9 | No | N/A | 3 | 600 | 800 | 150 | 350 | 2025-01-01
208128251 | Comfor Matic | GFMCB24-H2 |  | 11.8 | 21 | 9 | No | N/A | 3 | 600 | 800 | 150 | 350 | 2025-01-01
202443540 | Comfor Matic | AWGSC24-H2 | AWGSE24-H2 | 10.95 | 18.5 | 8.5 | No | N/A | 2 | 500 | 700 | 100 | 300 | 2025-01-01
212925602 | COMFORMATIC | GFMCX24-H2 |  | 12.5 | 21 | 10 | No | N/A | 4 | 700 | 900 | 150 | 350 | 2025-01-01
212925599 | COMFORMATIC | GFMCX18-H2 |  | 12 | 21 | 10 | No | N/A | 4 | 700 | 900 | 150 | 350 | 2025-01-01
212925601 | COMFORMATIC | GFMCX18-H2 |  | 11.5 | 18.5 | 9 | No | N/A | 3 | 600 | 800 | 150 | 350 | 2025-01-01
212925604 | COMFORMATIC | GFMCX24-H2 |  | 11.75 | 18.5 | 9 | No | N/A | 3 | 600 | 800 | 150 | 350 | 2025-01-01
214771915 | COMFORMATIC | AWGRC12-H1 | AWGRE12-H1 | 11 | 21.5 | 8.5 | No | N/A | 2 | 500 | 700 | 100 | 300 | 2025-01-01
214771916 | COMFORMATIC | AWGRC12-H2 | AWGRE12-H2 | 11 | 21.5 | 8.5 | No | N/A | 2 | 500 | 700 | 100 | 300 | 2025-01-01
214771917 | COMFORMATIC | AWGRC18-H2 | AWGRE18-H2 | 11.8 | 21.5 | 8.5 | No | N/A | 2 | 500 | 700 | 100 | 300 | 2025-01-01
214771918 | COMFORMATIC | AWGRXC24-H2 | AWGRXE24-H2 | 13.65 | 22 | 9.5 | No | N/A | 3 | 600 | 800 | 150 | 350 | 2025-01-01
214771919 | COMFORMATIC | AWGRC36-H2 | AWGRE36-H2 | 10.6 | 21 | 8.5 | No | N/A | 2 | 500 | 700 | 100 | 300 | 2025-01-01
214796349 | COMFORMATIC | AWGRC09-H2 | AWGRE09-H2 | 12.3 | 22 | 9.2 | No | N/A | 3 | 600 | 800 | 150 | 350 | 2025-01-01
211330201 | COMFORMATIC | AWGXC18-H2 | AWGXE18-H2 | 10.9 | 20 | 8.5 | No | N/A | 2 | 500 | 700 | 100 | 300 | 2025-01-01
211330202 | COMFORMATIC | AWGXC24-H2 | AWGXE24-H2 | 12.2 | 22 | 9 | No | N/A | 3 | 600 | 800 | 150 | 350 | 2025-01-01
211330191 | COMFORMATIC | AWGXC12-H1 | AWGXE12-H1 | 11.3 | 20 | 8.5 | No | N/A | 2 | 500 | 700 | 100 | 300 | 2025-01-01
211330192 | COMFORMATIC | AWGXC12-H2 | AWGXE12-H2 | 11.3 | 20 | 8.5 | No | N/A | 2 | 500 | 700 | 100 | 300 | 2025-01-01
217101802 | Comfort Aire | A-VMH48PU-1 |  | 10.1 | 18.3 | 9.6 | No | N/A | 3 | 600 | 800 | 150 | 350 | 2025-01-01
217101848 | Comfort Aire | A-VMH48PV-1 |  | 11.7 | 20.9 | 9 | Yes | Both | 3 | 600 | 800 | 150 | 350 | 2025-01-01
217101793 | Comfort Aire | A-VMH36QU-1 |  | 11.7 | 19 | 9.5 | No | N/A | 3 | 600 | 800 | 150 | 350 | 2025-01-01
217101840 | Comfort Aire | A-VMH18DV-1 |  | 12 | 19 | 9.3 | Yes | Both | 3 | 600 | 800 | 150 | 350 | 2025-01-01
217101844 | Comfort Aire | A-VMH28TV-1 |  | 11.7 | 20 | 9.5 | Yes | Both | 3 | 600 | 800 | 150 | 350 | 2025-01-01
217101846 | Comfort Aire | A-VMH36QV-1 |  | 11.7 | 19 | 10 | Yes | No | 4 | 700 | 900 | 150 | 350 | 2025-01-01
217101893 | Comfort Aire | A-VMH36QV-1A |  | 12 | 19.4 | 10 | Yes | Both | 4 | 700 | 900 | 150 | 350 | 2025-01-01
217101889 | Comfort Aire | A-VMH55PV-1 |  | 10.5 | 18.8 | 9.3 | Yes | Yes | 3 | 600 | 800 | 150 | 350 | 2025-01-01
217101912 | Comfort Aire | A-VHP183A-1 |  | 13 | 20 | 10 | Yes | Both | 4 | 700 | 900 | 150 | 350 | 2025-01-01
217101915 | Comfort Aire | A-VHP284A-1 |  | 12 | 19 | 9.5 | Yes | Both | 3 | 600 | 800 | 150 | 350 | 2025-01-01
217101918 | Comfort Aire | A-VHP365A-1 |  | 12 | 19.4 | 10.4 | Yes | Both | 4 | 700 | 900 | 150 | 350 | 2025-01-01
217101921 | Comfort Aire | A-VHP486A-1 |  | 11.7 | 20.4 | 11 | Yes | Both | 4 | 700 | 900 | 150 | 350 | 2025-01-01
217101924 | Comfort Aire | A-VHP556A-1 |  | 11.7 | 20 | 10.7 | Yes | Both | 4 | 700 | 900 | 150 | 350 | 2025-01-01
217101920 | Comfort Aire | A-VHP486A-1 |  | 12 | 23 | 11 | Yes | Both | 4 | 700 | 900 | 150 | 350 | 2025-01-01
217101923 | Comfort Aire | A-VHP556A-1 |  | 12 | 22.2 | 10.5 | Yes | Both | 4 | 700 | 900 | 150 | 350 | 2025-01-01
217101914 | Comfort Aire | A-VHP284A-1 |  | 12.5 | 23 | 10.5 | Yes | Both | 4 | 700 | 900 | 150 | 350 | 2025-01-01
217101917 | Comfort Aire | A-VHP365A-1 |  | 13 | 23 | 10.7 | Yes | Both | 4 | 700 | 900 | 150 | 350 | 2025-01-01
217101892 | Comfort Aire | A-VMH36QV-1A |  | 12.5 | 22.4 | 10.9 | Yes | Both | 4 | 700 | 900 | 150 | 350 | 2025-01-01
217101911 | Comfort Aire | A-VHP183A-1 |  | 15 | 25 | 10.4 | Yes | Both | 4 | 700 | 900 | 150 | 350 | 2025-01-01
217101843 | Comfort Aire | A-VMH28TV-1 |  | 12.5 | 23 | 10.6 | Yes | Both | 4 | 700 | 900 | 150 | 350 | 2025-01-01
217101888 | Comfort Aire | A-VMH55PV-1 |  | 10.5 | 22 | 9.5 | Yes | Yes | 3 | 600 | 800 | 150 | 350 | 2025-01-01
217101847 | Comfort Aire | A-VMH48PV-1 |  | 11.7 | 21.8 | 9.8 | Yes | Both | 3 | 600 | 800 | 150 | 350 | 2025-01-01
217101845 | Comfort Aire | A-VMH36QV-1 |  | 13.6 | 22.2 | 10.3 | Yes | Both | 4 | 700 | 900 | 150 | 350 | 2025-01-01
217101841 | Comfort Aire | A-VMH18DV-1 |  | 12.5 | 22 | 9.8 | Yes | Both | 3 | 600 | 800 | 150 | 350 | 2025-01-01
217101794 | Comfort Aire | A-VMH18DU-1 |  | 12.5 | 21.5 | 9 | Yes | Both | 3 | 600 | 800 | 150 | 350 | 2025-01-01
217101795 | Comfort Aire | A-VMH28TU-1 |  | 12.5 | 22 | 9 | Yes | Both | 3 | 600 | 800 | 150 | 350 | 2025-01-01
217101796 | Comfort Aire | A-VMH36QU-1 |  | 13.5 | 21.5 | 9.5 | Yes | Both | 3 | 600 | 800 | 150 | 350 | 2025-01-01
217101803 | Comfort Aire | A-VMH48PU-1 |  | 12.5 | 23.7 | 8.6 | Yes | No | 2 | 500 | 700 | 100 | 300 | 2025-01-01
217101842 | Comfort Aire | A-VMH18DV-1 |  | 12.25 | 20.5 | 9.55 | Yes | Both | 3 | 600 | 800 | 150 | 350 | 2025-01-01
217101894 | Comfort Aire | A-VMH36QV-1A |  | 12.25 | 20.9 | 10.45 | Yes | Both | 4 | 700 | 900 | 150 | 350 | 2025-01-01
217101890 | Comfort Aire | A-VMH55PV-1 |  | 10.5 | 20.4 | 9.4 | Yes | Yes | 3 | 600 | 800 | 150 | 350 | 2025-01-01
217101913 | Comfort Aire | A-VHP183A-1 |  | 14 | 22.5 | 10.2 | Yes | Both | 4 | 700 | 900 | 150 | 350 | 2025-01-01
217101916 | Comfort Aire | A-VHP284A-1 |  | 12.25 | 21 | 10 | Yes | Both | 4 | 700 | 900 | 150 | 350 | 2025-01-01
217101922 | Comfort Aire | A-VHP486A-1 |  | 11.85 | 21.7 | 11 | Yes | Both | 4 | 700 | 900 | 150 | 350 | 2025-01-01
217101919 | Comfort Aire | A-VHP365A-1 |  | 12.5 | 21.2 | 10.55 | Yes | Both | 4 | 700 | 900 | 150 | 350 | 2025-01-01
217101925 | Comfort Aire | A-VHP556A-1 |  | 11.85 | 21.1 | 10.6 | Yes | Both | 4 | 700 | 900 | 150 | 350 | 2025-01-01
217101960 | Comfort Aire | A-VMH48PU-1 |  | 11.3 | 21 | 9.1 | Yes | No | 3 | 600 | 800 | 150 | 350 | 2025-01-01
217101961 | Comfort Aire | A-VMH28TV-1 |  | 12.1 | 21.5 | 10.05 | Yes | Both | 4 | 700 | 900 | 150 | 350 | 2025-01-01
217101962 | Comfort Aire | A-VMH48PV-1 |  | 11.7 | 21.35 | 9.4 | Yes | Both | 3 | 600 | 800 | 150 | 350 | 2025-01-01
217101963 | Comfort Aire | A-VMH36QV-1 |  | 12.65 | 20.6 | 10.15 | Yes | Both | 4 | 700 | 900 | 150 | 350 | 2025-01-01
217101959 | Comfort Aire | A-VLU36SA-1 | B-VLU36CA-1 | 9 | 17.5 | 9.3 | No | N/A | 3 | 600 | 800 | 150 | 350 | 2025-01-01
217101891 | Comfort Aire | A-VMH33SV-1 | B-VMH33SV-1 | 12 | 19.5 | 10 | Yes | Both | 4 | 700 | 900 | 150 | 350 | 2025-01-01
217101895 | Comfort Aire | A-SSP09SA-0 | B-SSP09SA-0 | 10.1 | 18 | 9 | No | N/A | 3 | 600 | 800 | 150 | 350 | 2025-01-01
217101896 | Comfort Aire | A-SSP12SA-0 | B-SSP12SA-0 | 8.8 | 19 | 9.2 | No | N/A | 3 | 600 | 800 | 150 | 350 | 2025-01-01
217101897 | Comfort Aire | A-SSP09SA-1 | B-SSP09SA-1 | 10.9 | 19 | 9.7 | Yes | Yes | 3 | 600 | 800 | 150 | 350 | 2025-01-01
217101898 | Comfort Aire | A-SSP12SA-1 | B-SSP12SA-1 | 8.8 | 18 | 8.8 | No | N/A | 2 | 500 | 700 | 100 | 300 | 2025-01-01
217101899 | Comfort Aire | A-SSP18SA-1 | B-SSP18SA-1 | 9.9 | 18.3 | 8.7 | No | N/A | 2 | 500 | 700 | 100 | 300 | 2025-01-01
217101900 | Comfort Aire | A-SSP24SA-1 | B-SSP24SA-1 | 9 | 17 | 8.5 | Yes | Yes | 2 | 500 | 700 | 100 | 300 | 2025-01-01
217101901 | Comfort Aire | A-VHP06SA-1 | B-VHP06SA-1 | 18 | 25.5 | 14.8 | Yes | Both | 4 | 700 | 900 | 150 | 350 | 2025-01-01
217101902 | Comfort Aire | A-VHP09SA-1 | B-VHP09SA-1 | 15.4 | 27.4 | 12.5 | Yes | Both | 4 | 700 | 900 | 150 | 350 | 2025-01-01
217101903 | Comfort Aire | A-VHP12SA-1 | B-VHP12SA-1 | 13.4 | 25.4 | 10.5 | Yes | Both | 4 | 700 | 900 | 150 | 350 | 2025-01-01
217101904 | Comfort Aire | A-VHP18SA-1 | B-VHP18SA-1 | 12.5 | 21.4 | 11 | Yes | Both | 4 | 700 | 900 | 150 | 350 | 2025-01-01
217101905 | Comfort Aire | A-VHP24SA-1 | B-VHP24SA-1 | 13 | 21 | 13.5 | Yes | Both | 4 | 700 | 900 | 150 | 350 | 2025-01-01
217101906 | Comfort Aire | A-VHP33SA-1 | B-VHP33SA-1 | 12 | 19.5 | 10.5 | Yes | Both | 4 | 700 | 900 | 150 | 350 | 2025-01-01
217101907 | Comfort Aire | A-ZHP06SA-1 | B-ZHP06SA-1 | 17.4 | 35 | 30 | Yes | Both | 4 | 700 | 900 | 150 | 350 | 2025-01-01
217101908 | Comfort Aire | A-ZHPO9SA-1 | B-ZHPO9SA-1 | 17 | 33.3 | 22 | Yes | Both | 4 | 700 | 900 | 150 | 350 | 2025-01-01
217101909 | Comfort Aire | A-ZHP12SA-1 | B-ZHP12SA-1 | 14.2 | 29.4 | 14.5 | Yes | Both | 4 | 700 | 900 | 150 | 350 | 2025-01-01
217101910 | Comfort Aire | A-ZHP18SA-1 | B-ZHP18SA-1 | 15 | 25.6 | 16.2 | Yes | Both | 4 | 700 | 900 | 150 | 350 | 2025-01-01
217101797 | Comfort Aire | A-VMH18SU-1A | B-VMH18SU-1A | 12.5 | 19.4 | 8.9 | Yes | No | 2 | 500 | 700 | 100 | 300 | 2025-01-01
217101798 | Comfort Aire | A-VLU48CA-1 | B-VLU48CA-1 | 9.5 | 16.8 | 9 | No | N/A | 3 | 600 | 800 | 150 | 350 | 2025-01-01
217101799 | Comfort Aire | A-VMH09SU-1 | B-VMH09DU-1 | 12.1 | 18.5 | 11.5 | Yes | Both | 4 | 700 | 900 | 150 | 350 | 2025-01-01
217101800 | Comfort Aire | A-VMH12SU-1 | B-VMH12DU-1 | 11.7 | 19 | 10 | Yes | Both | 4 | 700 | 900 | 150 | 350 | 2025-01-01
217101801 | Comfort Aire | A-VMH24SU-1 | B-VMH24DU-1 | 11.7 | 19.2 | 10.5 | Yes | Both | 4 | 700 | 900 | 150 | 350 | 2025-01-01
217101804 | Comfort Aire | A-DVH09SF-1 | B-DVH09SF-1 | 11 | 18 | 9.1 | No | N/A | 3 | 600 | 800 | 150 | 350 | 2025-01-01
217101805 | Comfort Aire | A-DVH12SG-0 | B-DVH12SG-0 | 10.5 | 19 | 8.3 | No | N/A | 1 | 400 | 600 | 100 | 300 | 2025-01-01
217101806 | Comfort Aire | A-DVH09SG-1 | B-DVH09SG-1 | 11 | 18 | 9.1 | No | N/A | 3 | 600 | 800 | 150 | 350 | 2025-01-01
217101808 | Comfort Aire | A-DVH18SG-1 | B-DVH18SG-1 | 11 | 18.7 | 8.1 | No | N/A | 1 | 400 | 600 | 100 | 300 | 2025-01-01
217101810 | Comfort Aire | A-VMH09SU-1 | B-VMH09SU-1C | 14.5 | 23.1 | 9.9 | Yes | No | 3 | 600 | 800 | 150 | 350 | 2025-01-01
217101811 | Comfort Aire | A-VMH12SU-1 | B-VMH12SU-1C | 13 | 19.9 | 9.1 | Yes | No | 3 | 600 | 800 | 150 | 350 | 2025-01-01
217101812 | Comfort Aire | A-VMH09SU-1 | B-VMH09CU-1 | 13 | 20 | 9.4 | Yes | No | 3 | 600 | 800 | 150 | 350 | 2025-01-01
217101813 | Comfort Aire | A-VMH12SU-1 | B-VMH12CU-1 | 12.5 | 19.5 | 9.3 | Yes | No | 3 | 600 | 800 | 150 | 350 | 2025-01-01
217101814 | Comfort Aire | A-VMH18SU-1A | B-VMH18CU-1 | 12.5 | 20 | 9.8 | Yes | No | 3 | 600 | 800 | 150 | 350 | 2025-01-01
217101815 | Comfort Aire | A-VMH24SU-1 | B-VMH24CU-1 | 11 | 20 | 9.6 | No | N/A | 3 | 600 | 800 | 150 | 350 | 2025-01-01
217101816 | Comfort Aire | A-VMH12SU-1 | B-VMH12FU-1 | 12.5 | 19.4 | 9.4 | Yes | No | 3 | 600 | 800 | 150 | 350 | 2025-01-01
217101817 | Comfort Aire | A-VMH18SU-1A | B-VMH18UU-1 | 12.5 | 19.9 | 9.9 | Yes | No | 3 | 600 | 800 | 150 | 350 | 2025-01-01
217101818 | Comfort Aire | A-VMH24SU-1 | B-VMH24UU-1 | 11.5 | 20 | 10 | No | N/A | 4 | 700 | 900 | 150 | 350 | 2025-01-01
217101819 | Comfort Aire | A-SVH09SB-0 | B-SVH09SB-0 | 10.1 | 17 | 9 | No | N/A | 3 | 600 | 800 | 150 | 350 | 2025-01-01
217101820 | Comfort Aire | A-SVH12SB-0 | B-SVH12SB-0 | 8.8 | 17.4 | 8.7 | No | N/A | 2 | 500 | 700 | 100 | 300 | 2025-01-01
217101821 | Comfort Aire | A-SVH12SB-1 | B-SVH12SB-1 | 8.8 | 17.6 | 8.8 | No | N/A | 2 | 500 | 700 | 100 | 300 | 2025-01-01
217101822 | Comfort Aire | A-SVH18SB-1 | B-SVH18SB-1 | 9.9 | 18.3 | 8.7 | No | N/A | 2 | 500 | 700 | 100 | 300 | 2025-01-01
217101824 | Comfort Aire | A-DVH09SG-0 | B-DVH09SG-0 | 11.5 | 18.9 | 8.1 | No | N/A | 1 | 400 | 600 | 100 | 300 | 2025-01-01
217101825 | Comfort Aire | A-SVH09SB-1 | B-SVH09SB-1 | 10.5 | 18.5 | 8.8 | Yes | Yes | 2 | 500 | 700 | 100 | 300 | 2025-01-01
217101826 | Comfort Aire | A-VMH18SU-1B | B-VMH18SU-1B | 12.5 | 19.4 | 10 | Yes | No | 4 | 700 | 900 | 150 | 350 | 2025-01-01
217101827 | Comfort Aire | A-VMH24SU-1A | B-VMH24SU-1A | 11.7 | 18.9 | 10.4 | Yes | Both | 4 | 700 | 900 | 150 | 350 | 2025-01-01
217101828 | Comfort Aire | A-VMH18SU-1B | B-VMH18SU-1A | 12.5 | 19.4 | 10 | Yes | No | 4 | 700 | 900 | 150 | 350 | 2025-01-01
217101829 | Comfort Aire | A-VMH24SU-1A | B-VMH24SU-1 | 11.7 | 18.9 | 10.4 | Yes | Both | 4 | 700 | 900 | 150 | 350 | 2025-01-01
217101830 | Comfort Aire | A-VMH18SU-1A | B-VMH18SU-1B | 12.5 | 19.4 | 10 | Yes | No | 4 | 700 | 900 | 150 | 350 | 2025-01-01
217101831 | Comfort Aire | A-VMH24SU-1 | B-VMH24SU-1A | 11.7 | 18.9 | 10.4 | Yes | Both | 4 | 700 | 900 | 150 | 350 | 2025-01-01
217101832 | Comfort Aire | A-VMH06SV-1 | B-VMH06SV-1 | 15.8 | 26.5 | 13.6 | Yes | Both | 4 | 700 | 900 | 150 | 350 | 2025-01-01
217101833 | Comfort Aire | A-VMH09SV-1 | B-VMH09SV-1 | 16.2 | 28.1 | 11.5 | Yes | Both | 4 | 700 | 900 | 150 | 350 | 2025-01-01
217101834 | Comfort Aire | A-VMH12SV-1 | B-VMH12SV-1 | 14 | 25.5 | 10.4 | Yes | Both | 4 | 700 | 900 | 150 | 350 | 2025-01-01
217101835 | Comfort Aire | A-VMH18SV-1 | B-VMH18SV-1 | 12.5 | 21.5 | 11.3 | Yes | Both | 4 | 700 | 900 | 150 | 350 | 2025-01-01
217101836 | Comfort Aire | A-VMH24SV-1 | B-VMH24SV-1 | 13 | 21.5 | 11.4 | Yes | Both | 4 | 700 | 900 | 150 | 350 | 2025-01-01
217101837 | Comfort Aire | A-VMH30SG-1 | B-VMH30SG-1 | 11.5 | 20 | 9.2 | No | N/A | 3 | 600 | 800 | 150 | 350 | 2025-01-01
217101839 | Comfort Aire | A-VMH24SV-1 | B-VMH24CV-1 | 11 | 20.5 | 11.5 | Yes | Both | 4 | 700 | 900 | 150 | 350 | 2025-01-01
217101849 | Comfort Aire | A-DVH09SH-0 | B-DVH09SH-0 | 12.5 | 21.5 | 9 | Yes | No | 3 | 600 | 800 | 150 | 350 | 2025-01-01
217101850 | Comfort Aire | A-DVH12SH-0 | B-DVH12SH-0 | 10.3 | 20.8 | 8.7 | No | N/A | 2 | 500 | 700 | 100 | 300 | 2025-01-01
217101851 | Comfort Aire | A-DVH09SH-1 | B-DVH09SH-1 | 12.6 | 21.7 | 9.1 | Yes | No | 3 | 600 | 800 | 150 | 350 | 2025-01-01
217101852 | Comfort Aire | A-DVH12SH-1 | B-DVH12SH-1 | 10.8 | 21.4 | 9.1 | No | N/A | 3 | 600 | 800 | 150 | 350 | 2025-01-01
217101853 | Comfort Aire | A-DVH18SH-1 | B-DVH18SH-1 | 10.5 | 19 | 8.7 | No | N/A | 2 | 500 | 700 | 100 | 300 | 2025-01-01
217101854 | Comfort Aire | A-DVH24SH-1 | B-DVH24SH-1 | 9 | 18 | 8.6 | No | N/A | 2 | 500 | 700 | 100 | 300 | 2025-01-01
217101855 | Comfort Aire | A-VMH09SV-1 | B-VMH09SU-1 | 15.6 | 25 | 11 | Yes | No | 4 | 700 | 900 | 150 | 350 | 2025-01-01
217101856 | Comfort Aire | A-VMH12SV-1 | B-VMH12SU-1 | 13.5 | 23.6 | 9.5 | Yes | Both | 3 | 600 | 800 | 150 | 350 | 2025-01-01
217101857 | Comfort Aire | A-VMH18SV-1 | B-VMH18SU-1A | 12.5 | 19.4 | 10 | Yes | No | 4 | 700 | 900 | 150 | 350 | 2025-01-01
217101858 | Comfort Aire | A-VMH24SV-1 | B-VMH24SU-1 | 11.7 | 18.9 | 10.4 | Yes | Both | 4 | 700 | 900 | 150 | 350 | 2025-01-01
217101861 | Comfort Aire | A-VMH09SV-1 | B-VMH09SU-1C | 15.6 | 25 | 11 | Yes | No | 4 | 700 | 900 | 150 | 350 | 2025-01-01
217101862 | Comfort Aire | A-VMH12SV-1 | B-VMH12SU-1C | 13.5 | 23.6 | 9.5 | Yes | Both | 3 | 600 | 800 | 150 | 350 | 2025-01-01
217101863 | Comfort Aire | A-VMH12SU-1 | B-VMH12SV-1 | 11.7 | 20.3 | 8.5 | No | N/A | 2 | 500 | 700 | 100 | 300 | 2025-01-01
217101864 | Comfort Aire | A-VMH18SU-1A | B-VMH18SV-1 | 12.5 | 21.5 | 11.3 | Yes | Both | 4 | 700 | 900 | 150 | 350 | 2025-01-01
217101865 | Comfort Aire | A-VMH24SU-1 | B-VMH24SV-1 | 13 | 21.5 | 11.4 | Yes | Both | 4 | 700 | 900 | 150 | 350 | 2025-01-01
217101868 | Comfort Aire | A-KMH09SV-1 | B-KMH09SU-1 | 15.6 | 25 | 11 | Yes | No | 4 | 700 | 900 | 150 | 350 | 2025-01-01
217101869 | Comfort Aire | A-KMH12SV-1 | B-KMH12SU-1 | 13.5 | 23.6 | 9.5 | Yes | Both | 3 | 600 | 800 | 150 | 350 | 2025-01-01
217101870 | Comfort Aire | A-KMH18SV-1 | B-KMH18SU-1 | 12.5 | 19.4 | 10 | Yes | No | 4 | 700 | 900 | 150 | 350 | 2025-01-01
217101871 | Comfort Aire | A-KMH24SV-1 | B-KMH24SU-1 | 11.7 | 18.9 | 10.4 | Yes | Both | 4 | 700 | 900 | 150 | 350 | 2025-01-01
217101873 | Comfort Aire | A-KMH12SU-1 | B-KMH12SV-1 | 11.7 | 20.3 | 8.5 | No | N/A | 2 | 500 | 700 | 100 | 300 | 2025-01-01
217101874 | Comfort Aire | A-KMH18SU-1 | B-KMH18SV-1 | 12.5 | 21.5 | 11.3 | Yes | Both | 4 | 700 | 900 | 150 | 350 | 2025-01-01
217101875 | Comfort Aire | A-KMH24SU-1 | B-KMH24SV-1 | 13 | 21.5 | 11.4 | Yes | Both | 4 | 700 | 900 | 150 | 350 | 2025-01-01
217101877 | Comfort Aire | A-VMH18SV-1 | B-VMH18UU-1 | 12.5 | 20.5 | 9.8 | Yes | Both | 3 | 600 | 800 | 150 | 350 | 2025-01-01
217101878 | Comfort Aire | A-VMH18SV-1 | B-VMH18CU-1 | 12.5 | 20 | 9.5 | Yes | Both | 3 | 600 | 800 | 150 | 350 | 2025-01-01
217101879 | Comfort Aire | A-VMH18SV-1 | B-VMH18DU-1 | 11.7 | 18 | 9.5 | Yes | Both | 3 | 600 | 800 | 150 | 350 | 2025-01-01
217101880 | Comfort Aire | A-VMH12SV-1 | B-VMH12CU-1 | 12.7 | 22.3 | 10.2 | Yes | Both | 4 | 700 | 900 | 150 | 350 | 2025-01-01
217101881 | Comfort Aire | A-VMH09SV-1 | B-VMH09CU-1 | 13 | 20.5 | 10.3 | Yes | Both | 4 | 700 | 900 | 150 | 350 | 2025-01-01
217101882 | Comfort Aire | A-VMH12SV-1 | B-VMH12FU-1 | 13 | 23.6 | 10 | Yes | Both | 4 | 700 | 900 | 150 | 350 | 2025-01-01
217101883 | Comfort Aire | A-VMH24SV-1 | B-VMH24DU-1 | 12 | 19.2 | 10.5 | Yes | Both | 4 | 700 | 900 | 150 | 350 | 2025-01-01
217101884 | Comfort Aire | A-VMH24SV-1 | B-VMH24UU-1 | 11.7 | 20.5 | 11 | Yes | Both | 4 | 700 | 900 | 150 | 350 | 2025-01-01
217101885 | Comfort Aire | A-VMH09SV-1 | B-VMH09DU-1 | 13.2 | 20.2 | 12 | Yes | Both | 4 | 700 | 900 | 150 | 350 | 2025-01-01
217101886 | Comfort Aire | A-VMH12SV-1 | B-VMH12DU-1 | 11.7 | 19.5 | 10 | Yes | Both | 4 | 700 | 900 | 150 | 350 | 2025-01-01
217101887 | Comfort Aire | A-VMH12SV-1 | B-VMH12FV-1 | 13.3 | 24.2 | 10.7 | Yes | Both | 4 | 700 | 900 | 150 | 350 | 2025-01-01
217101787 | Comfort Aire | A-VMH24SU-1 | B-VMH24SU-1 | 13 | 20 | 9.5 | Yes | No | 3 | 600 | 800 | 150 | 350 | 2025-01-01
217101788 | Comfort Aire | A-VMH18SU-1 | B-VMH18SU-1 | 12.5 | 19.4 | 8.9 | Yes | No | 2 | 500 | 700 | 100 | 300 | 2025-01-01
217101789 | Comfort Aire | A-VMH12SU-1 | B-VMH12SU-1 | 13 | 19.9 | 9.1 | Yes | No | 3 | 600 | 800 | 150 | 350 | 2025-01-01
217101790 | Comfort Aire | A-VMH09SU-1 | B-VMH09SU-1 | 14.5 | 23.1 | 9.9 | Yes | No | 3 | 600 | 800 | 150 | 350 | 2025-01-01
214390730 | Comfort Kool | A54-SAC-001-9K | A54-SAC-001-9K | 12.5 | 23 | 9 | No | N/A | 3 | 600 | 800 | 150 | 350 | 2025-01-01
216719239 | Comfort Temps | CEL-BH182A-O* | CEL-BH182A-I | 11 | 21 | 9.5 | No | N/A | 3 | 600 | 800 | 150 | 350 | 2025-01-01
216719240 | Comfort Temps | CEL-BH242A-O* | CEL-BH242A-I | 11 | 21 | 9.5 | No | N/A | 3 | 600 | 800 | 150 | 350 | 2025-01-01
216472843 | Comfort Temps | CEL-BH091A-O | CEL-BH091A-I | 11.7 | 19 | 9.5 | No | N/A | 3 | 600 | 800 | 150 | 350 | 2025-01-01
216472844 | Comfort Temps | CEL-BH121A-O | CEL-BH121A-I | 10.5 | 20.5 | 9.5 | No | N/A | 3 | 600 | 800 | 150 | 350 | 2025-01-01
216472845 | Comfort Temps | CEL-BH092A-O | CEL-BH092A-I | 12 | 20 | 10 | No | N/A | 4 | 700 | 900 | 150 | 350 | 2025-01-01
216472846 | Comfort Temps | CEL-BH122A-O | CEL-BH122A-I | 11.2 | 23 | 9.5 | No | N/A | 3 | 600 | 800 | 150 | 350 | 2025-01-01
216472847 | Comfort Temps | CEL-BH182A-O | CEL-BH182A-I | 11 | 21 | 9.5 | No | N/A | 3 | 600 | 800 | 150 | 350 | 2025-01-01
216472848 | Comfort Temps | CEL-BH242A-O | CEL-BH242A-I | 11 | 21 | 9.5 | No | N/A | 3 | 600 | 800 | 150 | 350 | 2025-01-01
216472849 | Comfort Temps | CTP-BH091A-O | CTP-BH091A-I | 13 | 24 | 10 | Yes | Both | 4 | 700 | 900 | 150 | 350 | 2025-01-01
216472850 | Comfort Temps | CTP-BH121A-O | CTP-BH121A-I | 13 | 23 | 10 | Yes | Both | 4 | 700 | 900 | 150 | 350 | 2025-01-01
216472851 | Comfort Temps | CTP-BH092A-O | CTP-BH092A-I | 13 | 24 | 10 | Yes | Both | 4 | 700 | 900 | 150 | 350 | 2025-01-01
216472852 | Comfort Temps | CTP-BH122A-O | CTP-BH122A-I | 13 | 24 | 10 | Yes | Both | 4 | 700 | 900 | 150 | 350 | 2025-01-01
216472853 | Comfort Temps | CTP-BH182A-O | CTP-BH182A-I | 12.5 | 23 | 9.5 | Yes | Both | 3 | 600 | 800 | 150 | 350 | 2025-01-01
216472854 | Comfort Temps | CTP-BH242A-O | CTP-BH242A-I | 12 | 23 | 9.5 | Yes | Both | 3 | 600 | 800 | 150 | 350 | 2025-01-01
212403752 | COMFORT TIME | CTA-O12H3217 | CTA-I12H3217 | 9 | 17 | 8.5 | No | N/A | 2 | 500 | 700 | 100 | 300 | 2025-01-01
212403753 | COMFORT TIME | CTA-O18H3217 | CTA-I18H3217 | 10.5 | 19 | 9 | No | N/A | 3 | 600 | 800 | 150 | 350 | 2025-01-01
212403754 | COMFORT TIME | CTA-O24H3217 | CTA-I24H3217 | 10.5 | 18.5 | 8.3 | No | N/A | 1 | 400 | 600 | 100 | 300 | 2025-01-01
212524533 | COMFORT-AIRE | A-VFH24TC-1 |  | 12.5 | 21 | 10 | Yes | No | 4 | 700 | 900 | 150 | 350 | 2025-01-01
212508372 | COMFORT-AIRE | A-VFH18DC-1 |  | 12 | 21 | 10 | Yes | Both | 4 | 700 | 900 | 150 | 350 | 2025-01-01
200059083 | COMFORT-AIRE | A-VFH18DB-1 |  | 12.5 | 21 | 9 | No | N/A | 3 | 600 | 800 | 150 | 350 | 2025-01-01
200059085 | COMFORT-AIRE | A-VFH24TB-1 |  | 11.8 | 21 | 9 | No | N/A | 3 | 600 | 800 | 150 | 350 | 2025-01-01
200059087 | COMFORT-AIRE | A-VFH30QB-1 |  | 11.8 | 20 | 8.6 | No | N/A | 2 | 500 | 700 | 100 | 300 | 2025-01-01
200059089 | COMFORT-AIRE | A-VFH36QB-1 |  | 11.8 | 21 | 8.6 | No | N/A | 2 | 500 | 700 | 100 | 300 | 2025-01-01
200059091 | COMFORT-AIRE | A-VFH42PB-1 |  | 10.4 | 21 | 8.6 | No | N/A | 2 | 500 | 700 | 100 | 300 | 2025-01-01
215357191 | COMFORTMAKER | D5CMHAH18CAK |  | 13 | 20 | 10 | Yes | Both | 4 | 700 | 900 | 150 | 350 | 2025-01-01
215357194 | COMFORTMAKER | D5CMHAH24DAK |  | 13 | 20 | 9.5 | Yes | Both | 3 | 600 | 800 | 150 | 350 | 2025-01-01
215357200 | COMFORTMAKER | D5CMHAH30EAK |  | 12.5 | 19.5 | 10.5 | Yes | Both | 4 | 700 | 900 | 150 | 350 | 2025-01-01
215357203 | COMFORTMAKER | D5CMHAH36EAK |  | 12 | 19.5 | 10.5 | Yes | Both | 4 | 700 | 900 | 150 | 350 | 2025-01-01
215357206 | COMFORTMAKER | D5CMHAH48FAK |  | 11.7 | 20.5 | 11 | Yes | Both | 4 | 700 | 900 | 150 | 350 | 2025-01-01
215357209 | COMFORTMAKER | D5CMHAH55FAK |  | 11.7 | 20.2 | 10.7 | Yes | Both | 4 | 700 | 900 | 150 | 350 | 2025-01-01
215357212 | COMFORTMAKER | D5CMRAH18CAK |  | 12 | 20 | 10 | Yes | Both | 4 | 700 | 900 | 150 | 350 | 2025-01-01
215357215 | COMFORTMAKER | D5CMRAH24DAK |  | 12.5 | 21 | 9.5 | Yes | Both | 3 | 600 | 800 | 150 | 350 | 2025-01-01
215357221 | COMFORTMAKER | D5CMRAH30EAK |  | 12 | 21 | 9.5 | Yes | Both | 3 | 600 | 800 | 150 | 350 | 2025-01-01
215357224 | COMFORTMAKER | D5CMRAH36EAK |  | 11.7 | 20 | 9.2 | Yes | Both | 3 | 600 | 800 | 150 | 350 | 2025-01-01
215357227 | COMFORTMAKER | D5CMRAH48FAK |  | 12 | 20.5 | 10.6 | Yes | Both | 4 | 700 | 900 | 150 | 350 | 2025-01-01
215357230 | COMFORTMAKER | D5CMRAH55FAK |  | 10 | 18 | 9.3 | No | N/A | 3 | 600 | 800 | 150 | 350 | 2025-01-01
201835578 | COMFORTMAKER | DLCMRAH36DAK |  | 10 | 18.5 | 8.7 | No | N/A | 2 | 500 | 700 | 100 | 300 | 2025-01-01
201835579 | COMFORTMAKER | DLCMRAH48EAK |  | 10.1 | 18.3 | 9.6 | No | N/A | 3 | 600 | 800 | 150 | 350 | 2025-01-01
207643009 | COMFORTMAKER | DLCMRBH18BAK |  | 12 | 19 | 9.8 | Yes | Both | 3 | 600 | 800 | 150 | 350 | 2025-01-01
207643012 | COMFORTMAKER | DLCMHBH24CAK |  | 12.5 | 21.3 | 9.7 | Yes | Both | 3 | 600 | 800 | 150 | 350 | 2025-01-01
207643015 | COMFORTMAKER | DLCMHBH30DAK |  | 12 | 20 | 9.2 | Yes | No | 3 | 600 | 800 | 150 | 350 | 2025-01-01
207643017 | COMFORTMAKER | DLCMRBH36DAK |  | 11 | 20 | 9.2 | No | N/A | 3 | 600 | 800 | 150 | 350 | 2025-01-01
207643021 | COMFORTMAKER | DLCMHBH48EAK |  | 11.7 | 20.9 | 9 | Yes | Both | 3 | 600 | 800 | 150 | 350 | 2025-01-01
207643024 | COMFORTMAKER | DLCMHBH36DAK |  | 11.7 | 19 | 10 | Yes | No | 4 | 700 | 900 | 150 | 350 | 2025-01-01
207643027 | COMFORTMAKER | DLCMRBH48EAK |  | 10.8 | 20.5 | 9.7 | No | N/A | 3 | 600 | 800 | 150 | 350 | 2025-01-01
201835576 | COMFORTMAKER | DLCMRAH18BAK |  | 11.7 | 18.3 | 9 | Yes | No | 3 | 600 | 800 | 150 | 350 | 2025-01-01
201835577 | COMFORTMAKER | DLCMRAH27CAK |  | 11 | 20 | 8.5 | No | N/A | 2 | 500 | 700 | 100 | 300 | 2025-01-01
201835575 | COMFORTMAKER | DLCMRAH48EAK |  | 11 | 20.5 | 8.8 | No | N/A | 2 | 500 | 700 | 100 | 300 | 2025-01-01
207643026 | COMFORTMAKER | DLCMRBH48EAK |  | 11 | 21.1 | 9.5 | No | N/A | 3 | 600 | 800 | 150 | 350 | 2025-01-01
207643020 | COMFORTMAKER | DLCMHBH48EAK |  | 11 | 21.2 | 10 | Yes | Both | 4 | 700 | 900 | 150 | 350 | 2025-01-01
207643023 | COMFORTMAKER | DLCMHBH36DAK |  | 12.5 | 20 | 9.7 | Yes | Both | 3 | 600 | 800 | 150 | 350 | 2025-01-01
207643018 | COMFORTMAKER | DLCMRBH36DAK |  | 10.6 | 23.1 | 9.6 | No | N/A | 3 | 600 | 800 | 150 | 350 | 2025-01-01
207643011 | COMFORTMAKER | DLCMHBH24CAK |  | 12.5 | 22.3 | 9.6 | Yes | Both | 3 | 600 | 800 | 150 | 350 | 2025-01-01
207643014 | COMFORTMAKER | DLCMHBH30DAK |  | 12 | 22.4 | 9.5 | Yes | No | 3 | 600 | 800 | 150 | 350 | 2025-01-01
207643008 | COMFORTMAKER | DLCMRBH18BAK |  | 12.5 | 21 | 10.2 | Yes | No | 4 | 700 | 900 | 150 | 350 | 2025-01-01
201835572 | COMFORTMAKER | DLCMRAH18BAK |  | 11.7 | 20.5 | 8.7 | Yes | No | 2 | 500 | 700 | 100 | 300 | 2025-01-01
201835573 | COMFORTMAKER | DLCMRAH27CAK |  | 11.5 | 22 | 9.6 | Yes | Both | 3 | 600 | 800 | 150 | 350 | 2025-01-01
201835574 | COMFORTMAKER | DLCMRAH36DAK |  | 10.5 | 21.4 | 8.6 | Yes | Yes | 2 | 500 | 700 | 100 | 300 | 2025-01-01
216765608 | COMFORTMAKER | D5CMTAH27DAK |  | 10.5 | 18.5 | 8.5 | Yes | Yes | 2 | 500 | 700 | 100 | 300 | 2025-01-01
216765609 | COMFORTMAKER | D5CMTAH36EAK |  | 9.5 | 18.8 | 8.5 | Yes | Yes | 2 | 500 | 700 | 100 | 300 | 2025-01-01
216765610 | COMFORTMAKER | D5CMTAH48FAK |  | 10 | 18.7 | 9.5 | Yes | Yes | 3 | 600 | 800 | 150 | 350 | 2025-01-01
216765607 | COMFORTMAKER | D5CMTAH18CAK |  | 11.7 | 18.5 | 9.2 | Yes | Both | 3 | 600 | 800 | 150 | 350 | 2025-01-01
215357229 | COMFORTMAKER | D5CMRAH55FAK |  | 10 | 22 | 9.6 | No | N/A | 3 | 600 | 800 | 150 | 350 | 2025-01-01
215357223 | COMFORTMAKER | D5CMRAH36EAK |  | 12 | 24 | 9.5 | Yes | Both | 3 | 600 | 800 | 150 | 350 | 2025-01-01
215357226 | COMFORTMAKER | D5CMRAH48FAK |  | 12.5 | 24 | 10.4 | Yes | Both | 4 | 700 | 900 | 150 | 350 | 2025-01-01
215357214 | COMFORTMAKER | D5CMRAH24DAK |  | 13.5 | 25 | 9.5 | Yes | Both | 3 | 600 | 800 | 150 | 350 | 2025-01-01
215357220 | COMFORTMAKER | D5CMRAH30EAK |  | 13 | 25 | 10 | Yes | Both | 4 | 700 | 900 | 150 | 350 | 2025-01-01
215357208 | COMFORTMAKER | D5CMHAH55FAK |  | 12 | 22.3 | 10.5 | Yes | Both | 4 | 700 | 900 | 150 | 350 | 2025-01-01
215357211 | COMFORTMAKER | D5CMRAH18CAK |  | 14 | 25.2 | 9.8 | Yes | Both | 3 | 600 | 800 | 150 | 350 | 2025-01-01
215357202 | COMFORTMAKER | D5CMHAH36EAK |  | 13.1 | 23.1 | 10.7 | Yes | Both | 4 | 700 | 900 | 150 | 350 | 2025-01-01
215357205 | COMFORTMAKER | D5CMHAH48FAK |  | 12 | 23 | 11.3 | Yes | Both | 4 | 700 | 900 | 150 | 350 | 2025-01-01
215357193 | COMFORTMAKER | D5CMHAH24DAK |  | 13 | 24 | 10 | Yes | Both | 4 | 700 | 900 | 150 | 350 | 2025-01-01
215357199 | COMFORTMAKER | D5CMHAH30EAK |  | 13.2 | 24 | 10.7 | Yes | Both | 4 | 700 | 900 | 150 | 350 | 2025-01-01
215357190 | COMFORTMAKER | D5CMHAH18CAK |  | 15 | 25 | 10.5 | Yes | Both | 4 | 700 | 900 | 150 | 350 | 2025-01-01
213363394 | COMFORTMAKER | DLCMTAH48EAK |  | 10 | 18.7 | 8.8 | Yes | Yes | 2 | 500 | 700 | 100 | 300 | 2025-01-01
213363397 | COMFORTMAKER | DLCMTAH27CAK |  | 11.5 | 20 | 8.5 | No | N/A | 2 | 500 | 700 | 100 | 300 | 2025-01-01
213363400 | COMFORTMAKER | DLCMTAH18BAK |  | 11.5 | 18 | 8.7 | Yes | Both | 2 | 500 | 700 | 100 | 300 | 2025-01-01
213363403 | COMFORTMAKER | DLCMTAH36DAK |  | 10 | 20 | 8.5 | No | N/A | 2 | 500 | 700 | 100 | 300 | 2025-01-01
215357195 | COMFORTMAKER | D5CMHAH24DAK |  | 13 | 22 | 9.75 | Yes | Both | 3 | 600 | 800 | 150 | 350 | 2025-01-01
215357192 | COMFORTMAKER | D5CMHAH18CAK |  | 14 | 22.5 | 10.25 | Yes | Both | 4 | 700 | 900 | 150 | 350 | 2025-01-01
215357201 | COMFORTMAKER | D5CMHAH30EAK |  | 12.85 | 21.75 | 10.6 | Yes | Both | 4 | 700 | 900 | 150 | 350 | 2025-01-01
215357204 | COMFORTMAKER | D5CMHAH36EAK |  | 12.55 | 21.3 | 10.6 | Yes | Both | 4 | 700 | 900 | 150 | 350 | 2025-01-01
215357213 | COMFORTMAKER | D5CMRAH18CAK |  | 13 | 22.6 | 9.9 | Yes | Both | 3 | 600 | 800 | 150 | 350 | 2025-01-01
215357210 | COMFORTMAKER | D5CMHAH55FAK |  | 11.85 | 21.25 | 10.6 | Yes | Both | 4 | 700 | 900 | 150 | 350 | 2025-01-01
215357207 | COMFORTMAKER | D5CMHAH48FAK |  | 11.85 | 21.75 | 11.15 | Yes | Both | 4 | 700 | 900 | 150 | 350 | 2025-01-01
215357216 | COMFORTMAKER | D5CMRAH24DAK |  | 13 | 23 | 9.5 | Yes | Both | 3 | 600 | 800 | 150 | 350 | 2025-01-01
215357225 | COMFORTMAKER | D5CMRAH36EAK |  | 11.85 | 22 | 9.35 | Yes | Both | 3 | 600 | 800 | 150 | 350 | 2025-01-01
215357222 | COMFORTMAKER | D5CMRAH30EAK |  | 12.5 | 23 | 9.75 | Yes | Both | 3 | 600 | 800 | 150 | 350 | 2025-01-01
215357228 | COMFORTMAKER | D5CMRAH48FAK |  | 12.25 | 22.5 | 10.5 | Yes | Both | 4 | 700 | 900 | 150 | 350 | 2025-01-01
215357231 | COMFORTMAKER | D5CMRAH55FAK |  | 10 | 20 | 9.45 | No | N/A | 3 | 600 | 800 | 150 | 350 | 2025-01-01
201835596 | COMFORTMAKER | DLCMRAH18BAK |  | 11.7 | 19.4 | 8.85 | Yes | No | 2 | 500 | 700 | 100 | 300 | 2025-01-01
201835597 | COMFORTMAKER | DLCMRAH27CAK |  | 11.25 | 21 | 9.05 | No | N/A | 3 | 600 | 800 | 150 | 350 | 2025-01-01
201835598 | COMFORTMAKER | DLCMRAH36DAK |  | 10.25 | 19.95 | 8.65 | No | N/A | 2 | 500 | 700 | 100 | 300 | 2025-01-01
201835599 | COMFORTMAKER | DLCMRAH48EAK |  | 10.55 | 19.4 | 9.2 | No | N/A | 3 | 600 | 800 | 150 | 350 | 2025-01-01
207643010 | COMFORTMAKER | DLCMRBH18BAK |  | 12.25 | 20 | 10 | Yes | No | 4 | 700 | 900 | 150 | 350 | 2025-01-01
207643013 | COMFORTMAKER | DLCMHBH24CAK |  | 12.5 | 21.8 | 9.65 | Yes | Both | 3 | 600 | 800 | 150 | 350 | 2025-01-01
207643019 | COMFORTMAKER | DLCMRBH36DAK |  | 10.8 | 21.55 | 9.4 | No | N/A | 3 | 600 | 800 | 150 | 350 | 2025-01-01
207643016 | COMFORTMAKER | DLCMHBH30DAK |  | 12 | 21.2 | 9.35 | Yes | No | 3 | 600 | 800 | 150 | 350 | 2025-01-01
207643022 | COMFORTMAKER | DLCMHBH48EAK |  | 11.35 | 21.05 | 9.4 | Yes | Both | 3 | 600 | 800 | 150 | 350 | 2025-01-01
207643028 | COMFORTMAKER | DLCMRBH48EAK |  | 10.9 | 20.8 | 9.6 | No | N/A | 3 | 600 | 800 | 150 | 350 | 2025-01-01
207643025 | COMFORTMAKER | DLCMHBH36DAK |  | 12.1 | 19.5 | 9.85 | Yes | Both | 3 | 600 | 800 | 150 | 350 | 2025-01-01
213214845 | COMFORTMAKER | DLCPRBH09AAK | DLFPHAH09XAK | 14.4 | 25.5 | 15 | Yes | Both | 4 | 700 | 900 | 150 | 350 | 2025-01-01
213214846 | COMFORTMAKER | DLCPRBH12AAK | DLFPHAH12XAK | 12.5 | 24 | 10.5 | Yes | Both | 4 | 700 | 900 | 150 | 350 | 2025-01-01
213214847 | COMFORTMAKER | DLCPRBH18AAK | DLFPHAH18XAK | 13.5 | 23.5 | 13.5 | Yes | Both | 4 | 700 | 900 | 150 | 350 | 2025-01-01
209270251 | COMFORTMAKER | DLCSRBH09AAK | DLFCCAH09XAK | 13 | 24 | 12.4 | Yes | Both | 4 | 700 | 900 | 150 | 350 | 2025-01-01
209270252 | COMFORTMAKER | DLCSRBH18AAK | DLFCCAH18XAK | 12.5 | 19.8 | 11.2 | Yes | Both | 4 | 700 | 900 | 150 | 350 | 2025-01-01
212521259 | COMFORTMAKER | DLCPRAH09AAK | DLFPHBH09XAK | 12.1 | 19.5 | 12.1 | Yes | No | 4 | 700 | 900 | 150 | 350 | 2025-01-01
212521260 | COMFORTMAKER | DLCPRAH12AAK | DLFPHBH12XAK | 11 | 18.2 | 10 | Yes | Both | 4 | 700 | 900 | 150 | 350 | 2025-01-01
212521285 | COMFORTMAKER | DLCPRAH18AAK | DLFPHBH18XAK | 12.4 | 24.1 | 12 | Yes | Both | 4 | 700 | 900 | 150 | 350 | 2025-01-01
208447622 | COMFORTMAKER | DLCSRBH12AAK | DLFSHCH12XAK | 14 | 25.5 | 10.4 | Yes | Both | 4 | 700 | 900 | 150 | 350 | 2025-01-01
208447623 | COMFORTMAKER | DLCSRBH24AAK | DLFSHCH24XAK | 13 | 21.5 | 11.4 | Yes | Both | 4 | 700 | 900 | 150 | 350 | 2025-01-01
208447625 | COMFORTMAKER | DLCSRBH09AAK | DLFSHCH09XAK | 16.2 | 28.1 | 11.5 | Yes | Both | 4 | 700 | 900 | 150 | 350 | 2025-01-01
208447626 | COMFORTMAKER | DLCSRBH30AAK | DLFSHCH30XAK | 11.5 | 20.1 | 9 | No | N/A | 3 | 600 | 800 | 150 | 350 | 2025-01-01
208447627 | COMFORTMAKER | DLCSRBH18AAK | DLFSHCH18XAK | 12.5 | 21.5 | 11.3 | Yes | Both | 4 | 700 | 900 | 150 | 350 | 2025-01-01
208447628 | COMFORTMAKER | DLCSRBH12AAJ | DLFSHCH12XAJ | 13 | 23.5 | 10 | Yes | No | 4 | 700 | 900 | 150 | 350 | 2025-01-01
208447629 | COMFORTMAKER | DLCSRBH06AAK | DLFSHCH06XAK | 15.8 | 26.5 | 13.6 | Yes | Both | 4 | 700 | 900 | 150 | 350 | 2025-01-01
208447702 | COMFORTMAKER | DLCERBH12AAJ | DLFEHBH12XAJ | 10.3 | 20.8 | 8.7 | No | N/A | 2 | 500 | 700 | 100 | 300 | 2025-01-01
208447703 | COMFORTMAKER | DLCERBH09AAJ | DLFEHBH09XAJ | 12.5 | 21.5 | 9.1 | Yes | Both | 3 | 600 | 800 | 150 | 350 | 2025-01-01
208447705 | COMFORTMAKER | DLCERBH18AAK | DLFEHBH18XAK | 11 | 19.5 | 8.7 | No | N/A | 2 | 500 | 700 | 100 | 300 | 2025-01-01
208447706 | COMFORTMAKER | DLCERBH30AAK | DLFEHBH30XAK | 12.2 | 21 | 8.7 | Yes | No | 2 | 500 | 700 | 100 | 300 | 2025-01-01
208447707 | COMFORTMAKER | DLCERBH12AAK | DLFEHBH12XAK | 10.8 | 21.4 | 9.2 | No | N/A | 3 | 600 | 800 | 150 | 350 | 2025-01-01
208447708 | COMFORTMAKER | DLCERBH09AAK | DLFEHBH09XAK | 12.6 | 21.7 | 9.4 | Yes | Both | 3 | 600 | 800 | 150 | 350 | 2025-01-01
208447709 | COMFORTMAKER | DLCERBH24AAK | DLFEHBH24XAK | 9.5 | 18.5 | 8.6 | No | N/A | 2 | 500 | 700 | 100 | 300 | 2025-01-01
208101285 | COMFORTMAKER | DLCLRCH58AAK | DLFLDAH58XAK | 10.3 | 17 | 8.4 | No | N/A | 1 | 400 | 600 | 100 | 300 | 2025-01-01
208101286 | COMFORTMAKER | DLCLRCH58AAK | DLFLFAH58XAK | 9.8 | 19.8 | 9 | No | N/A | 3 | 600 | 800 | 150 | 350 | 2025-01-01
208102124 | COMFORTMAKER | DLCSRBH30AAK11 | DLFSHBH30XAK | 12.2 | 21 | 8.7 | Yes | No | 2 | 500 | 700 | 100 | 300 | 2025-01-01
207826645 | COMFORTMAKER | DLCPRBH18AAK | DLFPHBH18XAK | 15.3 | 26.3 | 15.5 | Yes | Both | 4 | 700 | 900 | 150 | 350 | 2025-01-01
207801569 | COMFORTMAKER | DLCSRBH18AAK | DLFSDAH24XAK | 12.1 | 18 | 10.5 | Yes | Both | 4 | 700 | 900 | 150 | 350 | 2025-01-01
207683328 | COMFORTMAKER | DLCLRCH36AAK | DLFLCBH36XAK | 9.4 | 19.2 | 8.8 | No | N/A | 2 | 500 | 700 | 100 | 300 | 2025-01-01
207683329 | COMFORTMAKER | DLCLRCH36AAK | DLFLDAH36XAK | 8.8 | 15.8 | 8.8 | No | N/A | 2 | 500 | 700 | 100 | 300 | 2025-01-01
207683330 | COMFORTMAKER | DLCLRCH36AAK | DLFLFAH36XAK | 8.5 | 19 | 9 | No | N/A | 3 | 600 | 800 | 150 | 350 | 2025-01-01
207683331 | COMFORTMAKER | DLCLRCH48AAK | DLFLCBH48XAK | 9.5 | 18.5 | 9.8 | No | N/A | 3 | 600 | 800 | 150 | 350 | 2025-01-01
207683333 | COMFORTMAKER | DLCLRCH48AAK | DLFLFAH48XAK | 9.3 | 18.9 | 10 | Yes | Yes | 4 | 700 | 900 | 150 | 350 | 2025-01-01
207683334 | COMFORTMAKER | DLCSRBH24AAK | DLFSCBH24XAK | 11 | 20.5 | 11.5 | Yes | Both | 4 | 700 | 900 | 150 | 350 | 2025-01-01
207614961 | COMFORTMAKER | DLCPRBH09AAK | DLFPHBH09XAK | 16 | 27 | 17.5 | Yes | Both | 4 | 700 | 900 | 150 | 350 | 2025-01-01
207614962 | COMFORTMAKER | DLCPRBH12AAK | DLFPHBH12XAK | 14 | 25.3 | 11.7 | Yes | Both | 4 | 700 | 900 | 150 | 350 | 2025-01-01
207188908 | COMFORTMAKER | DLCSRBH06AAK | DLFSHBH06XAK | 15 | 23.5 | 12 | Yes | Both | 4 | 700 | 900 | 150 | 350 | 2025-01-01
207188909 | COMFORTMAKER | DLCSRBH30AAK | DLFSHBH30XAK | 12.2 | 21 | 8.2 | Yes | No | 1 | 400 | 600 | 100 | 300 | 2025-01-01
206350393 | COMFORTMAKER | DLCSRBH09AAK | DLFSCAH09XAK | 13 | 20.5 | 10.3 | Yes | Both | 4 | 700 | 900 | 150 | 350 | 2025-01-01
206350394 | COMFORTMAKER | DLCSRBH09AAK | DLFSDAH09XAK | 13.2 | 20.2 | 12 | Yes | Both | 4 | 700 | 900 | 150 | 350 | 2025-01-01
206350395 | COMFORTMAKER | DLCSRBH12AAK | DLFSCAH12XAK | 12.7 | 22.3 | 10.2 | Yes | Both | 4 | 700 | 900 | 150 | 350 | 2025-01-01
206350396 | COMFORTMAKER | DLCSRBH12AAK | DLFSDAH12XAK | 11.7 | 19.5 | 10 | Yes | Both | 4 | 700 | 900 | 150 | 350 | 2025-01-01
206350397 | COMFORTMAKER | DLCSRBH12AAK | DLFSFAH12XAK | 13 | 23.6 | 10 | Yes | Both | 4 | 700 | 900 | 150 | 350 | 2025-01-01
206350398 | COMFORTMAKER | DLCSRBH18AAK | DLFSCAH18XAK | 12.5 | 20 | 9.5 | Yes | Both | 3 | 600 | 800 | 150 | 350 | 2025-01-01
206350399 | COMFORTMAKER | DLCSRBH18AAK | DLFSDAH18XAK | 11.7 | 18 | 9.5 | Yes | Both | 3 | 600 | 800 | 150 | 350 | 2025-01-01
206350400 | COMFORTMAKER | DLCSRBH18AAK | DLFSFAH18XAK | 12.5 | 20.5 | 9.8 | Yes | Both | 3 | 600 | 800 | 150 | 350 | 2025-01-01
206350402 | COMFORTMAKER | DLCSRBH24AAK | DLFSDAH24XAK | 12 | 19.2 | 10.5 | Yes | Both | 4 | 700 | 900 | 150 | 350 | 2025-01-01
206350403 | COMFORTMAKER | DLCSRBH24AAK | DLFSFAH24XAK | 11.7 | 20.5 | 11 | Yes | Both | 4 | 700 | 900 | 150 | 350 | 2025-01-01
206361873 | COMFORTMAKER | DLCSRBH12AAJ | DLFSHBH12XAJ | 12.5 | 22.7 | 10.4 | Yes | No | 4 | 700 | 900 | 150 | 350 | 2025-01-01
206361874 | COMFORTMAKER | DLCSRBH09AAK | DLFSHBH09XAK | 15.8 | 26.4 | 11.6 | Yes | Both | 4 | 700 | 900 | 150 | 350 | 2025-01-01
206361875 | COMFORTMAKER | DLCSRBH12AAK | DLFSHBH12XAK | 13 | 23.1 | 10.5 | Yes | Both | 4 | 700 | 900 | 150 | 350 | 2025-01-01
206361876 | COMFORTMAKER | DLCSRBH18AAK | DLFSHBH18XAK | 13 | 22 | 10.6 | Yes | Both | 4 | 700 | 900 | 150 | 350 | 2025-01-01
206361877 | COMFORTMAKER | DLCSRBH24AAK | DLFSHBH24XAK | 12.5 | 22.3 | 10.3 | Yes | Both | 4 | 700 | 900 | 150 | 350 | 2025-01-01
206188289 | COMFORTMAKER | DLCLRBH36AAK | DLFLFAH36XAK | 8 | 17 | 8.8 | No | N/A | 2 | 500 | 700 | 100 | 300 | 2025-01-01
206188290 | COMFORTMAKER | DLCLRBH36AAK | DLFLCAH36XAK | 9 | 17.6 | 9.2 | No | N/A | 3 | 600 | 800 | 150 | 350 | 2025-01-01
206188291 | COMFORTMAKER | DLCLRBH36AAK | DLFLDAH36XAK | 8.8 | 15.8 | 8.8 | No | N/A | 2 | 500 | 700 | 100 | 300 | 2025-01-01
206188292 | COMFORTMAKER | DLCLRBH48AAK | DLFLFAH48XAK | 9 | 18 | 9 | No | N/A | 3 | 600 | 800 | 150 | 350 | 2025-01-01
206188293 | COMFORTMAKER | DLCLRBH48AAK | DLFLCAH48XAK | 9.5 | 17 | 8.8 | No | N/A | 2 | 500 | 700 | 100 | 300 | 2025-01-01
205967972 | COMFORTMAKER | DLCVRAH09AAJ | DLFVHAH09XAJ | 10.1 | 17 | 9 | No | N/A | 3 | 600 | 800 | 150 | 350 | 2025-01-01
205967973 | COMFORTMAKER | DLCVRAH12AAJ | DLFVHAH12XAJ | 8.8 | 17.4 | 8.7 | No | N/A | 2 | 500 | 700 | 100 | 300 | 2025-01-01
205967974 | COMFORTMAKER | DLCVRAH09AAK | DLFVHAH09XAK | 10.5 | 18.5 | 8.8 | Yes | Yes | 2 | 500 | 700 | 100 | 300 | 2025-01-01
205967975 | COMFORTMAKER | DLCVRAH12AAK | DLFVHAH12XAK | 8.8 | 17.6 | 8.8 | No | N/A | 2 | 500 | 700 | 100 | 300 | 2025-01-01
205967976 | COMFORTMAKER | DLCVRAH18AAK | DLFVHAH18XAK | 9.9 | 18.3 | 8.7 | No | N/A | 2 | 500 | 700 | 100 | 300 | 2025-01-01
202463644 | COMFORTMAKER | DLCPRAH18AAK | DLFPHAH18XAK | 14.5 | 26.2 | 12 | Yes | Both | 4 | 700 | 900 | 150 | 350 | 2025-01-01
202463645 | COMFORTMAKER | DLCPRAH24AAK | DLFPHAH24XAK | 13.7 | 23.5 | 10.5 | Yes | Both | 4 | 700 | 900 | 150 | 350 | 2025-01-01
201835593 | COMFORTMAKER | DLCLRAH48AAK | DLFLFAH48XAK | 9.3 | 17.8 | 9 | No | N/A | 3 | 600 | 800 | 150 | 350 | 2025-01-01
201835594 | COMFORTMAKER | DLCLRAH48AAK | DLFLCAH48XAK | 9.5 | 16.8 | 9 | No | N/A | 3 | 600 | 800 | 150 | 350 | 2025-01-01
201835595 | COMFORTMAKER | DLCLRAH58AAK | DLFLFAH58XAK | 9.8 | 18 | 9.4 | No | N/A | 3 | 600 | 800 | 150 | 350 | 2025-01-01
201835554 | COMFORTMAKER | DLCPRAH09AAK | DLFPHAH09XAK | 15 | 26 | 12.5 | Yes | Both | 4 | 700 | 900 | 150 | 350 | 2025-01-01
201835555 | COMFORTMAKER | DLCPRAH12AAK | DLFPHAH12XAK | 13.5 | 24 | 9.5 | Yes | Both | 3 | 600 | 800 | 150 | 350 | 2025-01-01
201835571 | COMFORTMAKER | DLCLRAH58AAK | DLFLDAH58XAK | 9 | 15.4 | 8.4 | No | N/A | 1 | 400 | 600 | 100 | 300 | 2025-01-01
216091447 | COMFORTMAKER | DLCSRBH06AAK | DHMAHBQ06XA3 | 15.8 | 26.5 | 13.6 | Yes | Both | 4 | 700 | 900 | 150 | 350 | 2025-01-01
216091463 | COMFORTMAKER | DLCSRBH09AAK | DHMAHBQ09XA3 | 16.2 | 28.1 | 11.5 | Yes | Both | 4 | 700 | 900 | 150 | 350 | 2025-01-01
216091478 | COMFORTMAKER | DLCSRBH12AAJ | DHMAHBQ12XA1 | 13 | 23.5 | 10 | Yes | No | 4 | 700 | 900 | 150 | 350 | 2025-01-01
216091494 | COMFORTMAKER | DLCSRBH12AAK | DHMAHBQ12XA3 | 14 | 25.5 | 10.4 | Yes | Both | 4 | 700 | 900 | 150 | 350 | 2025-01-01
216091510 | COMFORTMAKER | DLCSRBH18AAK | DHMAHBQ18XA3 | 12.5 | 21.5 | 11.3 | Yes | Both | 4 | 700 | 900 | 150 | 350 | 2025-01-01
216091527 | COMFORTMAKER | DLCSRBH24AAK | DHMAHBQ24XA3 | 13 | 21.5 | 11.4 | Yes | Both | 4 | 700 | 900 | 150 | 350 | 2025-01-01
216091545 | COMFORTMAKER | DLCSRBH30AAK | DHMAHBQ30XA3 | 11.5 | 20.1 | 9 | No | N/A | 3 | 600 | 800 | 150 | 350 | 2025-01-01
216091625 | COMFORTMAKER | DLCSRBH18AAK | 40MBCQ18---3 | 12.5 | 20 | 9.5 | Yes | Both | 3 | 600 | 800 | 150 | 350 | 2025-01-01
216091640 | COMFORTMAKER | DLCSRBH18AAK | 40MBFQ18---3 | 12.5 | 20.5 | 9.8 | Yes | Both | 3 | 600 | 800 | 150 | 350 | 2025-01-01
216091656 | COMFORTMAKER | DLCSRBH18AAK | 40MBDQ18---3 | 11.7 | 18 | 9.5 | Yes | Both | 3 | 600 | 800 | 150 | 350 | 2025-01-01
216091669 | COMFORTMAKER | DLCSRBH18AAK | 40MBDAQ18XH3 | 12.1 | 18 | 10.8 | Yes | Both | 4 | 700 | 900 | 150 | 350 | 2025-01-01
216091678 | COMFORTMAKER | DLCSRBH18AAK | 40MCCAQ18XA3 | 12.5 | 19.8 | 11.2 | Yes | Both | 4 | 700 | 900 | 150 | 350 | 2025-01-01
216091695 | COMFORTMAKER | DLCSRBH24AAK | 40MBCAQ24XA3 | 11 | 20.5 | 11.5 | Yes | Both | 4 | 700 | 900 | 150 | 350 | 2025-01-01
216091704 | COMFORTMAKER | DLCSRBH24AAK | 40MBFQ24---3 | 11.7 | 20.5 | 11 | Yes | Both | 4 | 700 | 900 | 150 | 350 | 2025-01-01
216091713 | COMFORTMAKER | DLCSRBH24AAK | 40MBDQ24---3 | 12 | 19.2 | 10.5 | Yes | Both | 4 | 700 | 900 | 150 | 350 | 2025-01-01
216091722 | COMFORTMAKER | DLCSRBH24AAK | 40MBDAQ24XH3 | 12 | 19.2 | 11.1 | Yes | Both | 4 | 700 | 900 | 150 | 350 | 2025-01-01
216091733 | COMFORTMAKER | DLCSRBH30AAK11 | DHMAHBQ30XA3 | 11.5 | 20.1 | 9 | No | N/A | 3 | 600 | 800 | 150 | 350 | 2025-01-01
215413225 | COMFORTMAKER | D5CPRAH06AAK | D5FPHAH06XAK | 16.5 | 33.1 | 29 | Yes | Both | 4 | 700 | 900 | 150 | 350 | 2025-01-01
215413226 | COMFORTMAKER | D5CPRAH09AAK | D5FPHAH09XAK | 16 | 31.5 | 21 | Yes | Both | 4 | 700 | 900 | 150 | 350 | 2025-01-01
215413227 | COMFORTMAKER | D5CPRAH12AAK | D5FPHAH12XAK | 13.5 | 28 | 13.5 | Yes | Both | 4 | 700 | 900 | 150 | 350 | 2025-01-01
215413228 | COMFORTMAKER | D5CPRAH18AA | D5FPHAH18XAK | 14 | 24.5 | 15.2 | Yes | Both | 4 | 700 | 900 | 150 | 350 | 2025-01-01
215413229 | COMFORTMAKER | D5CSRAH30AAK | D5FSHAH30XAK | 12 | 20.5 | 9.5 | Yes | No | 3 | 600 | 800 | 150 | 350 | 2025-01-01
215413230 | COMFORTMAKER | D5CSRAH36AAK | D5FSHAH36XAK | 8.7 | 19 | 8.5 | No | N/A | 2 | 500 | 700 | 100 | 300 | 2025-01-01
215413231 | COMFORTMAKER | D5CERAH09AAJ | D5FEHAH09XCJ | 12.5 | 21.5 | 9.1 | Yes | Both | 3 | 600 | 800 | 150 | 350 | 2025-01-01
215413232 | COMFORTMAKER | D5CERAH12AAJ | D5FEHAH12XCJ | 10 | 21.4 | 8.7 | No | N/A | 2 | 500 | 700 | 100 | 300 | 2025-01-01
215413233 | COMFORTMAKER | D5CERAH09AAK | D5FEHAH09XCK | 12.6 | 21.7 | 9.4 | Yes | Both | 3 | 600 | 800 | 150 | 350 | 2025-01-01
215413234 | COMFORTMAKER | D5CERAH12AAK | D5FEHAH12XCK | 10.8 | 21.4 | 9.2 | No | N/A | 3 | 600 | 800 | 150 | 350 | 2025-01-01
215413235 | COMFORTMAKER | D5CERAH18AAK | D5FEHAH18XCK | 11.5 | 20.3 | 9.1 | No | N/A | 3 | 600 | 800 | 150 | 350 | 2025-01-01
215413236 | COMFORTMAKER | D5CERAH24AAK | D5FEHAH24XCK | 9.5 | 18.5 | 9 | No | N/A | 3 | 600 | 800 | 150 | 350 | 2025-01-01
215413237 | COMFORTMAKER | D5CERAH30AAK | D5FEHAH30XCK | 12 | 22.4 | 9 | Yes | No | 3 | 600 | 800 | 150 | 350 | 2025-01-01
215413238 | COMFORTMAKER | D5CERAH36AAK | D5FEHAH36XCK | 9.4 | 19.5 | 9.1 | No | N/A | 3 | 600 | 800 | 150 | 350 | 2025-01-01
215324175 | COMFORTMAKER | D5CSHAH06AAK | D5FSHAH06XAK | 18 | 25.7 | 14.8 | Yes | Both | 4 | 700 | 900 | 150 | 350 | 2025-01-01
215324176 | COMFORTMAKER | D5CSHAH06AAK | D5FSOAH06XAK | 15.2 | 22 | 12 | Yes | Both | 4 | 700 | 900 | 150 | 350 | 2025-01-01
215324177 | COMFORTMAKER | D5CSHAH06AAK | D5FSDAH06XAK | 14.5 | 21.5 | 13.8 | Yes | Both | 4 | 700 | 900 | 150 | 350 | 2025-01-01
215324178 | COMFORTMAKER | D5CSHAH09AAK | D5FSHAH09XAK | 15.5 | 27.5 | 12.5 | Yes | Both | 4 | 700 | 900 | 150 | 350 | 2025-01-01
215324179 | COMFORTMAKER | D5CSHAH09AAK | D5FSOAH12XAK | 14.7 | 24 | 12.2 | Yes | Both | 4 | 700 | 900 | 150 | 350 | 2025-01-01
215324180 | COMFORTMAKER | D5CSHAH09AAK | D5FSCAH12XAK | 14 | 22.7 | 12.2 | Yes | Both | 4 | 700 | 900 | 150 | 350 | 2025-01-01
215324181 | COMFORTMAKER | D5CSHAH09AAK | D5FSFAH09XAK | 15.2 | 27.3 | 10.9 | Yes | Both | 4 | 700 | 900 | 150 | 350 | 2025-01-01
215324182 | COMFORTMAKER | D5CSHAH09AAK | D5FSDAH12XAK | 13.5 | 21.5 | 12.5 | Yes | Both | 4 | 700 | 900 | 150 | 350 | 2025-01-01
215324183 | COMFORTMAKER | D5CSHAH09AAK | D5FSDAH12XHK | 14 | 20.6 | 13.8 | Yes | Both | 4 | 700 | 900 | 150 | 350 | 2025-01-01
215324184 | COMFORTMAKER | D5CSHAH12AAK | D5FSHAH12XAK | 13.5 | 25.5 | 10.5 | Yes | Both | 4 | 700 | 900 | 150 | 350 | 2025-01-01
215324185 | COMFORTMAKER | D5CSHAH12AAK | D5FSOAH12XAK | 13 | 23 | 10.2 | Yes | Both | 4 | 700 | 900 | 150 | 350 | 2025-01-01
215324186 | COMFORTMAKER | D5CSHAH12AAK | D5FSCAH12XAK | 12.7 | 22.3 | 11.6 | Yes | Both | 4 | 700 | 900 | 150 | 350 | 2025-01-01
215324187 | COMFORTMAKER | D5CSHAH12AAK | D5FSFAH12XAK | 12.7 | 25 | 10.6 | Yes | Both | 4 | 700 | 900 | 150 | 350 | 2025-01-01
215324188 | COMFORTMAKER | D5CSHAH12AAK | D5FSDAH12XAK | 12 | 20 | 10.2 | Yes | Both | 4 | 700 | 900 | 150 | 350 | 2025-01-01
215324189 | COMFORTMAKER | D5CSHAH12AAK | D5FSDAH12XHK | 12 | 20.2 | 10.6 | Yes | Both | 4 | 700 | 900 | 150 | 350 | 2025-01-01
215324190 | COMFORTMAKER | D5CSHAH18AAK | D5FSHAH18XAK | 12.5 | 21.5 | 11 | Yes | Both | 4 | 700 | 900 | 150 | 350 | 2025-01-01
215324191 | COMFORTMAKER | D5CSHAH18AAK | D5FSOAH18XAK | 12.5 | 20.7 | 12.2 | Yes | Both | 4 | 700 | 900 | 150 | 350 | 2025-01-01
215324192 | COMFORTMAKER | D5CSHAH18AAK | D5FSCAH18XAK | 12.5 | 20 | 12.4 | Yes | Both | 4 | 700 | 900 | 150 | 350 | 2025-01-01
215324193 | COMFORTMAKER | D5CSHAH18AAK | D5FSFAH16XAK | 12.5 | 20.2 | 10.3 | Yes | Both | 4 | 700 | 900 | 150 | 350 | 2025-01-01
215324194 | COMFORTMAKER | D5CSHAH18AAK | D5FCFAH18XAK | 12.6 | 20.5 | 10.3 | Yes | Both | 4 | 700 | 900 | 150 | 350 | 2025-01-01
215324195 | COMFORTMAKER | D5CSHAH18AAK | D5FSDAH18XAK | 12 | 18 | 10.8 | Yes | Both | 4 | 700 | 900 | 150 | 350 | 2025-01-01
215324196 | COMFORTMAKER | D5CSHAH18AAK | D5FSDAH18XHK | 12.1 | 18.5 | 11.1 | Yes | Both | 4 | 700 | 900 | 150 | 350 | 2025-01-01
215324197 | COMFORTMAKER | D5CSHAH24AAK | D5FSHAH24XAK | 13 | 21.2 | 13.5 | Yes | Both | 4 | 700 | 900 | 150 | 350 | 2025-01-01
215324198 | COMFORTMAKER | D5CSHAH24AAK | D5FSCAH24XAK | 12 | 20.8 | 11.6 | Yes | Both | 4 | 700 | 900 | 150 | 350 | 2025-01-01
215324199 | COMFORTMAKER | D5CSHAH24AAK | D5FCFAH24XAK | 12 | 20.5 | 12.1 | Yes | Both | 4 | 700 | 900 | 150 | 350 | 2025-01-01
215324200 | COMFORTMAKER | D5CSHAH24AAK | D5FSDAH24XHK | 12 | 19.2 | 11.7 | Yes | Both | 4 | 700 | 900 | 150 | 350 | 2025-01-01
215324201 | COMFORTMAKER | D5CSHAH33AAK | D5FSHAH33XAK | 12 | 19.6 | 10.5 | Yes | Both | 4 | 700 | 900 | 150 | 350 | 2025-01-01
215324202 | COMFORTMAKER | D5CSRAH12AAJ | D5FSHAH12XAJ | 13 | 23.5 | 9.5 | Yes | No | 3 | 600 | 800 | 150 | 350 | 2025-01-01
215324203 | COMFORTMAKER | D5CSRAH09AAK | D5FSHAH09XAK | 14.9 | 26 | 12.5 | Yes | Both | 4 | 700 | 900 | 150 | 350 | 2025-01-01
215324204 | COMFORTMAKER | D5CSRAH09AAK | D5FSOAH12XAK | 14.4 | 22.2 | 11.8 | Yes | Both | 4 | 700 | 900 | 150 | 350 | 2025-01-01
215324205 | COMFORTMAKER | D5CSRAH09AAK | D5FSCAH12XAK | 14.3 | 21.7 | 11.3 | Yes | Both | 4 | 700 | 900 | 150 | 350 | 2025-01-01
215324206 | COMFORTMAKER | D5CSRAH09AAK | D5FSFAH09XAK | 16.3 | 26 | 13.9 | Yes | Both | 4 | 700 | 900 | 150 | 350 | 2025-01-01
215324207 | COMFORTMAKER | D5CSRAH09AAK | D5FSDAH12XAK | 12.8 | 19.6 | 11 | Yes | Both | 4 | 700 | 900 | 150 | 350 | 2025-01-01
215324208 | COMFORTMAKER | D5CSRAH09AAK | D5FSDAH12XHK | 13 | 19.8 | 11.5 | Yes | Both | 4 | 700 | 900 | 150 | 350 | 2025-01-01
215324209 | COMFORTMAKER | D5CSRAH12AAK | D5FSHAH12XAK | 13.1 | 25.5 | 10.7 | Yes | Both | 4 | 700 | 900 | 150 | 350 | 2025-01-01
215324210 | COMFORTMAKER | D5CSRAH12AAK | D5FSOAH12XAK | 12.3 | 22.2 | 10.1 | Yes | Both | 4 | 700 | 900 | 150 | 350 | 2025-01-01
215324211 | COMFORTMAKER | D5CSRAH12AAK | D5FSCAH12XAK | 12.5 | 21.2 | 10.4 | Yes | Both | 4 | 700 | 900 | 150 | 350 | 2025-01-01
215324212 | COMFORTMAKER | D5CSRAH12AAK | D5FSFAH12XAK | 12.7 | 24.7 | 11 | Yes | Both | 4 | 700 | 900 | 150 | 350 | 2025-01-01
215324213 | COMFORTMAKER | D5CSRAH12AAK | D5FSDAH12XAK | 11.7 | 19 | 10.3 | Yes | Both | 4 | 700 | 900 | 150 | 350 | 2025-01-01
215324214 | COMFORTMAKER | D5CSRAH12AAK | D5FSDAH12XHK | 12 | 19.5 | 10.5 | Yes | Both | 4 | 700 | 900 | 150 | 350 | 2025-01-01
215324215 | COMFORTMAKER | D5CSRAH18AAK | D5FSHAH18XAK | 12.8 | 23.5 | 10.8 | Yes | Both | 4 | 700 | 900 | 150 | 350 | 2025-01-01
215324216 | COMFORTMAKER | D5CSRAH18AAK | D5FSOAH18XAK | 12.5 | 22.3 | 12.2 | Yes | Both | 4 | 700 | 900 | 150 | 350 | 2025-01-01
215324217 | COMFORTMAKER | D5CSRAH18AAK | D5FSCAH18XAK | 12.5 | 20.8 | 11.4 | Yes | Both | 4 | 700 | 900 | 150 | 350 | 2025-01-01
215324218 | COMFORTMAKER | D5CSRAH18AAK | D5FSFAH16XAK | 12.5 | 23.9 | 13.5 | Yes | Both | 4 | 700 | 900 | 150 | 350 | 2025-01-01
215324219 | COMFORTMAKER | D5CSRAH18AAK | D5FCFAH18XAK | 12.5 | 22.4 | 10.4 | Yes | Both | 4 | 700 | 900 | 150 | 350 | 2025-01-01
215324220 | COMFORTMAKER | D5CSRAH18AAK | D5FSDAH18XAK | 12.5 | 20 | 10.6 | Yes | Both | 4 | 700 | 900 | 150 | 350 | 2025-01-01
215324221 | COMFORTMAKER | D5CSRAH18AAK | D5FSDAH18XHK | 13.3 | 20 | 11.4 | Yes | Both | 4 | 700 | 900 | 150 | 350 | 2025-01-01
215324222 | COMFORTMAKER | D5CSRAH24AAK | D5FPHAH18XAK | 14 | 23.1 | 11.7 | Yes | Both | 4 | 700 | 900 | 150 | 350 | 2025-01-01
215324223 | COMFORTMAKER | D5CSRAH24AAK | D5FSCAH24XAK | 12 | 22.1 | 10.5 | Yes | Both | 4 | 700 | 900 | 150 | 350 | 2025-01-01
215324224 | COMFORTMAKER | D5CSRAH24AAK | D5FCFAH24XAK | 12.2 | 21.2 | 11.1 | Yes | Both | 4 | 700 | 900 | 150 | 350 | 2025-01-01
215324225 | COMFORTMAKER | D5CSRAH24AAK | D5FSDAH24XHK | 12.5 | 19 | 11 | Yes | Both | 4 | 700 | 900 | 150 | 350 | 2025-01-01
215324226 | COMFORTMAKER | D5CVRAH09AAJ | D5FVHAH09XAJ | 10.1 | 18 | 9 | No | N/A | 3 | 600 | 800 | 150 | 350 | 2025-01-01
215324227 | COMFORTMAKER | D5CVRAH12AAJ | D5FVHAH12XAJ | 8.8 | 19 | 9.2 | No | N/A | 3 | 600 | 800 | 150 | 350 | 2025-01-01
215324228 | COMFORTMAKER | D5CVRAH09AAK | D5FVHAH09XAK | 10.9 | 19 | 9.7 | Yes | Yes | 3 | 600 | 800 | 150 | 350 | 2025-01-01
215324229 | COMFORTMAKER | D5CVRAH12AAK | D5FVHAH12XAK | 8.8 | 18 | 8.8 | No | N/A | 2 | 500 | 700 | 100 | 300 | 2025-01-01
215324230 | COMFORTMAKER | D5CVRAH18AAK | D5FVHAH18XAK | 9.9 | 18.3 | 8.7 | No | N/A | 2 | 500 | 700 | 100 | 300 | 2025-01-01
215324231 | COMFORTMAKER | D5CVRAH24AAK | D5FVHAH24XAK | 9 | 17 | 8.5 | Yes | Yes | 2 | 500 | 700 | 100 | 300 | 2025-01-01
215324232 | COMFORTMAKER | D5CLHAH36AAK | D5FLCAH36XAK | 12 | 21.3 | 10.6 | Yes | Both | 4 | 700 | 900 | 150 | 350 | 2025-01-01
215324233 | COMFORTMAKER | D5CLHAH36AAK | D5FCFAH36XAK | 12 | 20.2 | 10.8 | Yes | Both | 4 | 700 | 900 | 150 | 350 | 2025-01-01
215324234 | COMFORTMAKER | D5CLHAH36AAK | D5FLDAH36XHK | 12 | 17.8 | 11.1 | Yes | Both | 4 | 700 | 900 | 150 | 350 | 2025-01-01
215324235 | COMFORTMAKER | D5CLHAH48AAK | D5FLCAH48XAK | 10 | 18.2 | 11 | Yes | Yes | 4 | 700 | 900 | 150 | 350 | 2025-01-01
215324236 | COMFORTMAKER | D5CLHAH48AAK | D5FCFAH48XAK | 9.4 | 18.7 | 10.1 | Yes | Yes | 4 | 700 | 900 | 150 | 350 | 2025-01-01
215324237 | COMFORTMAKER | D5CLHAH48AAK | D5FLDAH48XHK | 10.4 | 16.8 | 10.8 | Yes | Yes | 4 | 700 | 900 | 150 | 350 | 2025-01-01
215324238 | COMFORTMAKER | D5CLHAH58AAK | D5FCFAH58XAK | 9 | 18.1 | 10.7 | Yes | Yes | 4 | 700 | 900 | 150 | 350 | 2025-01-01
215324239 | COMFORTMAKER | D5CLHAH58AAK | D5FLDAH58XHK | 10.2 | 15.9 | 10.4 | Yes | Yes | 2 | 500 | 700 | 100 | 300 | 2025-01-01
215324240 | COMFORTMAKER | D5CLRAH36AAK | D5FLCAH36XAK | 9.7 | 20 | 10.4 | Yes | Yes | 4 | 700 | 900 | 150 | 350 | 2025-01-01
215324241 | COMFORTMAKER | D5CLRAH36AAK | D5FCFAH36XAK | 10.2 | 20 | 10 | No | N/A | 4 | 700 | 900 | 150 | 350 | 2025-01-01
215324242 | COMFORTMAKER | D5CLRAH36AAK | D5FLDAH36XHK | 10.2 | 18.8 | 10.2 | No | N/A | 4 | 700 | 900 | 150 | 350 | 2025-01-01
215324243 | COMFORTMAKER | D5CLRAH48AAK | D5FLCAH48XAK | 9.5 | 19.1 | 9.9 | Yes | Yes | 3 | 600 | 800 | 150 | 350 | 2025-01-01
215324244 | COMFORTMAKER | D5CLRAH48AAK | D5FCFAH48XAK | 9.5 | 19.9 | 10.2 | Yes | Yes | 4 | 700 | 900 | 150 | 350 | 2025-01-01
215324245 | COMFORTMAKER | D5CLRAH48AAK | D5FLDAH48XHK | 10 | 17.2 | 9.8 | Yes | Yes | 3 | 600 | 800 | 150 | 350 | 2025-01-01
215324246 | COMFORTMAKER | D5CLRAH58AAK | D5FCFAH58XAK | 9.6 | 19.5 | 9.5 | No | N/A | 3 | 600 | 800 | 150 | 350 | 2025-01-01
215324247 | COMFORTMAKER | D5CLRAH58AAK | D5FLDAH58XHK | 10 | 17 | 9.8 | No | N/A | 3 | 600 | 800 | 150 | 350 | 2025-01-01
215333773 | COMFORTMAKER | D5CVRAH09AAJ | D5FVHAH09XCJ | 10.1 | 18 | 9 | No | N/A | 3 | 600 | 800 | 150 | 350 | 2025-01-01
215333774 | COMFORTMAKER | D5CVRAH12AAJ | D5FVHAH12XCJ | 8.8 | 19 | 9.2 | No | N/A | 3 | 600 | 800 | 150 | 350 | 2025-01-01
215333775 | COMFORTMAKER | D5CVRAH09AAK | D5FVHAH09XCK | 10.9 | 19 | 9.7 | Yes | Yes | 3 | 600 | 800 | 150 | 350 | 2025-01-01
215333776 | COMFORTMAKER | D5CVRAH12AAK | D5FVHAH12XCK | 8.8 | 18 | 8.8 | No | N/A | 2 | 500 | 700 | 100 | 300 | 2025-01-01
215333777 | COMFORTMAKER | D5CVRAH18AAK | D5FVHAH18XCK | 9.9 | 18.3 | 8.7 | No | N/A | 2 | 500 | 700 | 100 | 300 | 2025-01-01
215333778 | COMFORTMAKER | D5CVRAH24AAK | D5FVHAH24XCK | 9 | 17 | 8.5 | Yes | Yes | 2 | 500 | 700 | 100 | 300 | 2025-01-01
214389449 | COMFORTMAKER | DLCPRAH12AAK | DHMPHAQ12XA3 | 13.5 | 24 | 9.5 | Yes | Both | 3 | 600 | 800 | 150 | 350 | 2025-01-01
214389450 | COMFORTMAKER | DLCPRAH18AAK | DHMPHAQ18XA3 | 14.5 | 26.2 | 12 | Yes | Both | 4 | 700 | 900 | 150 | 350 | 2025-01-01
214389473 | COMFORTMAKER | DLCPRBH18AAK | DHMPHAQ18XA3 | 13.5 | 23.5 | 13.5 | Yes | Both | 4 | 700 | 900 | 150 | 350 | 2025-01-01
201835590 | COMFORTMAKER | DLCLRAH36AAK | DLFLFAH36XAK | 8 | 16 | 10 | No | N/A | 4 | 700 | 900 | 150 | 350 | 2025-01-01
201835591 | COMFORTMAKER | DLCLRAH36AAK | DLFLCAH36XAK | 9 | 17.5 | 9.3 | No | N/A | 3 | 600 | 800 | 150 | 350 | 2025-01-01
213349757 | COMFORTMAKER | DLCVRAH09AAK | DLFVHAH09XBK | 8.8 | 17.6 | 8.8 | No | N/A | 2 | 500 | 700 | 100 | 300 | 2025-01-01
211132682 | COMFORTMAKER | DLCSRBH18AAK | DLFSDAH18XHK | 12.1 | 18 | 10.8 | Yes | Both | 4 | 700 | 900 | 150 | 350 | 2025-01-01
211132683 | COMFORTMAKER | DLCSRBH09AAK | DLFSDAH09XHK | 13.6 | 20.5 | 10 | Yes | Both | 4 | 700 | 900 | 150 | 350 | 2025-01-01
211132684 | COMFORTMAKER | DLCSRBH12AAK | DLFSDAH12XHK | 12 | 20 | 9.5 | Yes | Both | 3 | 600 | 800 | 150 | 350 | 2025-01-01
211132713 | COMFORTMAKER | DLCLRCH36AAK | DLFLDAH36XHK | 9.2 | 16 | 10.2 | No | N/A | 4 | 700 | 900 | 150 | 350 | 2025-01-01
211132714 | COMFORTMAKER | DLCLRCH58AAK | DLFLDAH58XHK | 10.3 | 17 | 8.4 | No | N/A | 1 | 400 | 600 | 100 | 300 | 2025-01-01
211132715 | COMFORTMAKER | DLCLRCH48AAK | DLFLDAH48XHK | 8.8 | 15.2 | 9.7 | Yes | Yes | 2 | 500 | 700 | 100 | 300 | 2025-01-01
211132716 | COMFORTMAKER | DLCSRBH24AAK | DLFSDAH24XHK | 12 | 19.2 | 11.1 | Yes | Both | 4 | 700 | 900 | 150 | 350 | 2025-01-01
210857429 | COMFORTMAKER | DLCSRBH09AAK | DLFSOAH09XAK | 13 | 24 | 12.4 | Yes | Both | 4 | 700 | 900 | 150 | 350 | 2025-01-01
210857430 | COMFORTMAKER | DLCSRBH06AAK | DLFSOAH09XAK | 14.5 | 22 | 10.8 | Yes | Both | 4 | 700 | 900 | 150 | 350 | 2025-01-01
210857431 | COMFORTMAKER | DLCSRBH18AAK | DLFSOAH18XAK | 12.5 | 19.8 | 11.2 | Yes | Both | 4 | 700 | 900 | 150 | 350 | 2025-01-01
210857432 | COMFORTMAKER | DLCSRBH12AAK | DLFSOAH18XAK | 13 | 23 | 10 | Yes | Both | 4 | 700 | 900 | 150 | 350 | 2025-01-01
209948192 | COMFORTMAKER | DLCSRBH12AAK | DLFSFBH12XAK | 13.3 | 24.2 | 10.7 | Yes | Both | 4 | 700 | 900 | 150 | 350 | 2025-01-01
202575878 | COMFORTSTAR | CM4-36-4ZX |  | 11.7 | 19 | 9.5 | No | N/A | 3 | 600 | 800 | 150 | 350 | 2025-01-01
214594898 | COMFORTSTAR | CVH-60-5SH |  | 10.5 | 18.8 | 9.3 | Yes | Yes | 3 | 600 | 800 | 150 | 350 | 2025-01-01
216720937 | COMFORTSTAR | CMZ3-62-6Z |  | 10 | 18 | 9.2 | No | N/A | 3 | 600 | 800 | 150 | 350 | 2025-01-01
216720910 | COMFORTSTAR | CVH3-18-3SH |  | 13 | 20 | 10 | Yes | Both | 4 | 700 | 900 | 150 | 350 | 2025-01-01
216720913 | COMFORTSTAR | CVH3-27-4SH |  | 12 | 19 | 9.5 | Yes | Both | 3 | 600 | 800 | 150 | 350 | 2025-01-01
216720916 | COMFORTSTAR | CVH3-36-5SH |  | 12 | 19.4 | 10.4 | Yes | Both | 4 | 700 | 900 | 150 | 350 | 2025-01-01
216720919 | COMFORTSTAR | CVH3-48-6SH |  | 11.7 | 20.4 | 11 | Yes | Both | 4 | 700 | 900 | 150 | 350 | 2025-01-01
216720922 | COMFORTSTAR | CVH3-60-6SH |  | 11.7 | 20 | 10.7 | Yes | Both | 4 | 700 | 900 | 150 | 350 | 2025-01-01
216720925 | COMFORTSTAR | CMZ3-24-3Z |  | 12 | 20 | 10 | Yes | Both | 4 | 700 | 900 | 150 | 350 | 2025-01-01
216720928 | COMFORTSTAR | CMZ3-30-4Z |  | 12 | 21 | 9 | Yes | Both | 3 | 600 | 800 | 150 | 350 | 2025-01-01
216720931 | COMFORTSTAR | CMZ3-48-5Z |  | 11.7 | 20 | 9.2 | Yes | Both | 3 | 600 | 800 | 150 | 350 | 2025-01-01
216720934 | COMFORTSTAR | CMZ3-55-6Z |  | 12 | 20.4 | 10.6 | Yes | Both | 4 | 700 | 900 | 150 | 350 | 2025-01-01
201763957 | COMFORTSTAR | CM2-18-2Z |  | 11.7 | 18.3 | 9 | Yes | No | 3 | 600 | 800 | 150 | 350 | 2025-01-01
201763959 | COMFORTSTAR | CM3-27-3Z |  | 11 | 20 | 8.5 | No | N/A | 2 | 500 | 700 | 100 | 300 | 2025-01-01
201763960 | COMFORTSTAR | CM4-48-4Z |  | 10 | 18.5 | 8.7 | No | N/A | 2 | 500 | 700 | 100 | 300 | 2025-01-01
201763962 | COMFORTSTAR | CM5-54-5Z |  | 10.1 | 18.3 | 9.6 | No | N/A | 3 | 600 | 800 | 150 | 350 | 2025-01-01
205301877 | COMFORTSTAR | CSCMA-APH036-6AB |  | 11.7 | 17.3 | 9.1 | No | N/A | 3 | 600 | 800 | 150 | 350 | 2025-01-01
207526937 | COMFORTSTAR | CSCMA-APH036-6AH |  | 11.7 | 17.3 | 9.1 | No | N/A | 3 | 600 | 800 | 150 | 350 | 2025-01-01
207658965 | COMFORTSTAR | CMZ-18-2Z |  | 12 | 19 | 9.8 | Yes | Both | 3 | 600 | 800 | 150 | 350 | 2025-01-01
207658968 | COMFORTSTAR | CMZ-27-3Z |  | 11.7 | 21 | 9.2 | Yes | No | 3 | 600 | 800 | 150 | 350 | 2025-01-01
207658971 | COMFORTSTAR | CMZ-48-4Z |  | 11 | 20 | 9.2 | No | N/A | 3 | 600 | 800 | 150 | 350 | 2025-01-01
207658974 | COMFORTSTAR | CMZ-54-5Z |  | 10.8 | 20.5 | 9.7 | No | N/A | 3 | 600 | 800 | 150 | 350 | 2025-01-01
207658977 | COMFORTSTAR | CVH-18-2SH |  | 12 | 19 | 9.3 | Yes | Both | 3 | 600 | 800 | 150 | 350 | 2025-01-01
207658985 | COMFORTSTAR | CVH-48-5SH |  | 11.7 | 20.9 | 9 | Yes | Both | 3 | 600 | 800 | 150 | 350 | 2025-01-01
207658980 | COMFORTSTAR | CVH-27-3SH |  | 11.7 | 20 | 9.5 | Yes | Both | 3 | 600 | 800 | 150 | 350 | 2025-01-01
207658983 | COMFORTSTAR | CVH-36-4SH |  | 11.7 | 19 | 10 | Yes | No | 4 | 700 | 900 | 150 | 350 | 2025-01-01
207658982 | COMFORTSTAR | CVH-36-4SH |  | 13.6 | 22.2 | 10.3 | Yes | Both | 4 | 700 | 900 | 150 | 350 | 2025-01-01
207658984 | COMFORTSTAR | CVH-48-5SH |  | 11.7 | 21.8 | 9.8 | Yes | Both | 3 | 600 | 800 | 150 | 350 | 2025-01-01
207658976 | COMFORTSTAR | CVH-18-2SH |  | 12.5 | 22 | 9.8 | Yes | Both | 3 | 600 | 800 | 150 | 350 | 2025-01-01
207658979 | COMFORTSTAR | CVH-27-3SH |  | 12.5 | 23 | 10.6 | Yes | Both | 4 | 700 | 900 | 150 | 350 | 2025-01-01
207658970 | COMFORTSTAR | CMZ-48-4Z |  | 11.7 | 23.9 | 9.5 | Yes | No | 3 | 600 | 800 | 150 | 350 | 2025-01-01
207658973 | COMFORTSTAR | CMZ-54-5Z |  | 12.5 | 23.4 | 8.7 | Yes | No | 2 | 500 | 700 | 100 | 300 | 2025-01-01
207658964 | COMFORTSTAR | CMZ-18-2Z |  | 13.9 | 22.9 | 10.5 | Yes | No | 4 | 700 | 900 | 150 | 350 | 2025-01-01
207658967 | COMFORTSTAR | CMZ-27-3Z |  | 12.7 | 24.6 | 9.5 | Yes | No | 3 | 600 | 800 | 150 | 350 | 2025-01-01
202575871 | COMFORTSTAR | CM2-18-2ZX |  | 12.5 | 21.5 | 9 | Yes | Both | 3 | 600 | 800 | 150 | 350 | 2025-01-01
202575872 | COMFORTSTAR | CM3-27-3ZX |  | 12.5 | 22 | 9 | Yes | Both | 3 | 600 | 800 | 150 | 350 | 2025-01-01
202575873 | COMFORTSTAR | CM4-36-4ZX |  | 13.5 | 21.5 | 9.5 | Yes | Both | 3 | 600 | 800 | 150 | 350 | 2025-01-01
201763963 | COMFORTSTAR | CM4-48-4Z |  | 11.5 | 22.5 | 9 | No | N/A | 3 | 600 | 800 | 150 | 350 | 2025-01-01
201763961 | COMFORTSTAR | CM5-54-5Z |  | 12.5 | 23.7 | 8.6 | Yes | No | 2 | 500 | 700 | 100 | 300 | 2025-01-01
201763958 | COMFORTSTAR | CM3-27-3Z |  | 12.5 | 23 | 9.2 | Yes | No | 3 | 600 | 800 | 150 | 350 | 2025-01-01
201763956 | COMFORTSTAR | CM2-18-2Z |  | 12 | 22.4 | 9.1 | Yes | No | 3 | 600 | 800 | 150 | 350 | 2025-01-01
216720936 | COMFORTSTAR | CMZ3-62-6Z |  | 10 | 19.2 | 9.6 | No | N/A | 3 | 600 | 800 | 150 | 350 | 2025-01-01
216720930 | COMFORTSTAR | CMZ3-48-5Z |  | 12 | 23.1 | 10 | Yes | Both | 4 | 700 | 900 | 150 | 350 | 2025-01-01
216720933 | COMFORTSTAR | CMZ3-55-6Z |  | 11.7 | 21.3 | 10 | Yes | Both | 4 | 700 | 900 | 150 | 350 | 2025-01-01
216720924 | COMFORTSTAR | CMZ3-24-3Z |  | 12.5 | 23 | 10 | Yes | Both | 4 | 700 | 900 | 150 | 350 | 2025-01-01
216720927 | COMFORTSTAR | CMZ3-30-4Z |  | 12.2 | 23 | 9.5 | Yes | Both | 3 | 600 | 800 | 150 | 350 | 2025-01-01
216720918 | COMFORTSTAR | CVH3-48-6SH |  | 12 | 21.2 | 10.2 | Yes | Both | 4 | 700 | 900 | 150 | 350 | 2025-01-01
216720921 | COMFORTSTAR | CVH3-60-6SH |  | 12 | 21.4 | 10.6 | Yes | Both | 4 | 700 | 900 | 150 | 350 | 2025-01-01
216720912 | COMFORTSTAR | CVH3-27-4SH |  | 12 | 21 | 10 | Yes | Both | 4 | 700 | 900 | 150 | 350 | 2025-01-01
216720915 | COMFORTSTAR | CVH3-36-5SH |  | 12.2 | 21.5 | 11.3 | Yes | Both | 4 | 700 | 900 | 150 | 350 | 2025-01-01
216720909 | COMFORTSTAR | CVH3-18-3SH |  | 13 | 21 | 10 | Yes | Both | 4 | 700 | 900 | 150 | 350 | 2025-01-01
8989593 | COMFORTSTAR | CM2-18-2Z |  | 11.7 | 20.5 | 8.9 | Yes | No | 2 | 500 | 700 | 100 | 300 | 2025-01-01
8989595 | COMFORTSTAR | CM3-27-3Z |  | 12 | 22 | 8.9 | Yes | Both | 2 | 500 | 700 | 100 | 300 | 2025-01-01
8989597 | COMFORTSTAR | CM4-48-4Z |  | 10.8 | 22.5 | 9.2 | No | N/A | 3 | 600 | 800 | 150 | 350 | 2025-01-01
8989599 | COMFORTSTAR | CM5-54-5Z |  | 11.6 | 21.5 | 8.7 | No | N/A | 2 | 500 | 700 | 100 | 300 | 2025-01-01
214594897 | COMFORTSTAR | CVH-60-5SH |  | 10.5 | 22 | 9.5 | Yes | Yes | 3 | 600 | 800 | 150 | 350 | 2025-01-01
214594899 | COMFORTSTAR | CVH-60-5SH |  | 10.5 | 20.4 | 9.4 | Yes | Yes | 3 | 600 | 800 | 150 | 350 | 2025-01-01
216720938 | COMFORTSTAR | CMZ3-62-6Z |  | 10 | 18.6 | 9.4 | No | N/A | 3 | 600 | 800 | 150 | 350 | 2025-01-01
216720911 | COMFORTSTAR | CVH3-18-3SH |  | 13 | 20.5 | 10 | Yes | Both | 4 | 700 | 900 | 150 | 350 | 2025-01-01
216720914 | COMFORTSTAR | CVH3-27-4SH |  | 12 | 20 | 9.75 | Yes | Both | 3 | 600 | 800 | 150 | 350 | 2025-01-01
216720920 | COMFORTSTAR | CVH3-48-6SH |  | 11.85 | 20.8 | 10.6 | Yes | Both | 4 | 700 | 900 | 150 | 350 | 2025-01-01
216720917 | COMFORTSTAR | CVH3-36-5SH |  | 12.1 | 20.45 | 10.85 | Yes | Both | 4 | 700 | 900 | 150 | 350 | 2025-01-01
216720923 | COMFORTSTAR | CVH3-60-6SH |  | 11.85 | 20.7 | 10.65 | Yes | Both | 4 | 700 | 900 | 150 | 350 | 2025-01-01
216720926 | COMFORTSTAR | CMZ3-24-3Z |  | 12.25 | 21.5 | 10 | Yes | Both | 4 | 700 | 900 | 150 | 350 | 2025-01-01
216720935 | COMFORTSTAR | CMZ3-55-6Z |  | 11.85 | 20.85 | 10.3 | Yes | Both | 4 | 700 | 900 | 150 | 350 | 2025-01-01
216720932 | COMFORTSTAR | CMZ3-48-5Z |  | 11.85 | 21.55 | 9.6 | Yes | Both | 3 | 600 | 800 | 150 | 350 | 2025-01-01
216720929 | COMFORTSTAR | CMZ3-30-4Z |  | 12.1 | 22 | 9.25 | Yes | Both | 3 | 600 | 800 | 150 | 350 | 2025-01-01
207658966 | COMFORTSTAR | CMZ-18-2Z |  | 12.95 | 20.95 | 10.15 | Yes | No | 4 | 700 | 900 | 150 | 350 | 2025-01-01
207658969 | COMFORTSTAR | CMZ-27-3Z |  | 12.2 | 22.8 | 9.35 | Yes | No | 3 | 600 | 800 | 150 | 350 | 2025-01-01
207658972 | COMFORTSTAR | CMZ-48-4Z |  | 11.35 | 21.95 | 9.35 | No | N/A | 3 | 600 | 800 | 150 | 350 | 2025-01-01
207658978 | COMFORTSTAR | CVH-18-2SH |  | 12.25 | 20.5 | 9.55 | Yes | Both | 3 | 600 | 800 | 150 | 350 | 2025-01-01
207658975 | COMFORTSTAR | CMZ-54-5Z |  | 11.65 | 21.95 | 9.2 | No | N/A | 3 | 600 | 800 | 150 | 350 | 2025-01-01
207658981 | COMFORTSTAR | CVH-27-3SH |  | 12.1 | 21.5 | 10.05 | Yes | Both | 4 | 700 | 900 | 150 | 350 | 2025-01-01
207658986 | COMFORTSTAR | CVH-48-5SH |  | 11.7 | 21.35 | 9.4 | Yes | Both | 3 | 600 | 800 | 150 | 350 | 2025-01-01
207658987 | COMFORTSTAR | CVH-36-4SH |  | 12.65 | 20.6 | 10.15 | Yes | Both | 4 | 700 | 900 | 150 | 350 | 2025-01-01
217138366 | COMFORTSTAR | CPP3-30CD(O) | CPP3-30CD(I) | 12 | 22.3 | 9 | Yes | No | 3 | 600 | 800 | 150 | 350 | 2025-01-01
217138367 | COMFORTSTAR | CPP3-36CD(O) | CPP3-36CD(I) | 9.3 | 19.5 | 9.1 | No | N/A | 3 | 600 | 800 | 150 | 350 | 2025-01-01
217138368 | COMFORTSTAR | CHF3-06CD(O) | CPP3-06CD(I) | 16 | 25.3 | 14.6 | Yes | Both | 4 | 700 | 900 | 150 | 350 | 2025-01-01
217138369 | COMFORTSTAR | CHF3-09CD(O) | CPP3-09CD(I) | 15 | 26 | 12.5 | Yes | Both | 4 | 700 | 900 | 150 | 350 | 2025-01-01
217138370 | COMFORTSTAR | CHF3-12CD(O) | CPP3-12CD(I) | 13.2 | 24 | 10.5 | Yes | Both | 4 | 700 | 900 | 150 | 350 | 2025-01-01
217138371 | COMFORTSTAR | CHF3-18CD(O) | CPP3-18CD(I) | 13 | 21.7 | 10.8 | Yes | Both | 4 | 700 | 900 | 150 | 350 | 2025-01-01
217138372 | COMFORTSTAR | CHF3-24CD(O) | CPP3-24CD(I) | 12.5 | 22.3 | 13.3 | Yes | Both | 4 | 700 | 900 | 150 | 350 | 2025-01-01
217138373 | COMFORTSTAR | CHF3-36CD(O) | CPP3H-36CD(I) | 11.7 | 20 | 10.5 | Yes | Both | 4 | 700 | 900 | 150 | 350 | 2025-01-01
217138374 | COMFORTSTAR | CHF3-24CD(O) | TIP3-24CD(I) | 12 | 20.7 | 11.6 | Yes | Both | 4 | 700 | 900 | 150 | 350 | 2025-01-01
217138375 | COMFORTSTAR | CHF3-06CD(O) | CPA3-06CD(I) | 14.4 | 21.4 | 13.8 | Yes | Both | 4 | 700 | 900 | 150 | 350 | 2025-01-01
217138376 | COMFORTSTAR | CHF3-09CD(O) | CPA3-09CD(I) | 13.4 | 21.4 | 12.5 | Yes | Both | 4 | 700 | 900 | 150 | 350 | 2025-01-01
217138377 | COMFORTSTAR | CHF3-12CD(O) | CPA3-12CD(I) | 12 | 20 | 10 | Yes | Both | 4 | 700 | 900 | 150 | 350 | 2025-01-01
217138378 | COMFORTSTAR | CHF3-18CD(O) | CPA3-18CD(I) | 12 | 18 | 10.5 | Yes | Both | 4 | 700 | 900 | 150 | 350 | 2025-01-01
217138379 | COMFORTSTAR | CHF3-09CD(O) | CPA3H-09CD(I) | 14 | 20.5 | 13.8 | Yes | Both | 4 | 700 | 900 | 150 | 350 | 2025-01-01
217138380 | COMFORTSTAR | CPP3-09CD(O) | CPA3-09CD(I) | 12.8 | 19.5 | 11 | Yes | Both | 4 | 700 | 900 | 150 | 350 | 2025-01-01
217138381 | COMFORTSTAR | CPP3-12CD(O) | CPA3-12CD(I) | 11.7 | 19 | 10.2 | Yes | Both | 4 | 700 | 900 | 150 | 350 | 2025-01-01
217138382 | COMFORTSTAR | CPP3-18CD(O) | CPA3-18CD(I) | 12.5 | 20 | 10.5 | Yes | Both | 4 | 700 | 900 | 150 | 350 | 2025-01-01
217138383 | COMFORTSTAR | CHF3-06CD(O) | T1W3-06CD(I) | 15 | 22 | 12 | Yes | Both | 4 | 700 | 900 | 150 | 350 | 2025-01-01
217138384 | COMFORTSTAR | CHF3-36DU(O) | FPA3-36DU(I) | 12 | 20 | 10.8 | Yes | Both | 4 | 700 | 900 | 150 | 350 | 2025-01-01
217138385 | COMFORTSTAR | CHF3-48DU(O) | FPA3-48DU(I) | 9.4 | 18.5 | 10.1 | Yes | Yes | 4 | 700 | 900 | 150 | 350 | 2025-01-01
217138386 | COMFORTSTAR | CHF3-60DU(O) | FPA3-60DU(I) | 9 | 18 | 10.7 | Yes | Yes | 4 | 700 | 900 | 150 | 350 | 2025-01-01
217138387 | COMFORTSTAR | CHF3-36DU(O) | CPA3H-36DU(I) | 12 | 17.7 | 11.1 | Yes | Both | 4 | 700 | 900 | 150 | 350 | 2025-01-01
217138388 | COMFORTSTAR | CHF3-48DU(O) | CPA3H-48DU(I) | 10.4 | 16.7 | 10.8 | Yes | Yes | 4 | 700 | 900 | 150 | 350 | 2025-01-01
217138389 | COMFORTSTAR | CHF3-60DU(O) | CPA3H-60DU(I) | 10.2 | 15.8 | 10.4 | Yes | Yes | 2 | 500 | 700 | 100 | 300 | 2025-01-01
217138390 | COMFORTSTAR | CHF3-36DU(O) | TIP3-36DU(I) | 12 | 21.2 | 10.6 | Yes | Both | 4 | 700 | 900 | 150 | 350 | 2025-01-01
217138391 | COMFORTSTAR | CHF3-48DU(O) | TIP3-48DU(I) | 10 | 18 | 11 | Yes | Yes | 4 | 700 | 900 | 150 | 350 | 2025-01-01
217138338 | COMFORTSTAR | CPP3-24CD(O) | TIP3-24CD(I) | 12 | 22 | 10.5 | Yes | Both | 4 | 700 | 900 | 150 | 350 | 2025-01-01
207826041 | COMFORTSTAR | CGS09CD(O) | CGS09CD(I) | 12.6 | 21.7 | 9.4 | Yes | Both | 3 | 600 | 800 | 150 | 350 | 2025-01-01
207804183 | COMFORTSTAR | CHI12CA(O) | CHI12CA(I) | 10.3 | 20.8 | 8.7 | No | N/A | 2 | 500 | 700 | 100 | 300 | 2025-01-01
207804184 | COMFORTSTAR | CHI12CD(O) | CHI12CD(I) | 10.8 | 21.4 | 9.2 | No | N/A | 3 | 600 | 800 | 150 | 350 | 2025-01-01
207804185 | COMFORTSTAR | CHI18CD(O) | CHI18CD(I) | 11 | 19.5 | 8.7 | No | N/A | 2 | 500 | 700 | 100 | 300 | 2025-01-01
207804186 | COMFORTSTAR | CHI24CD(O) | CHI24CD(I) | 9.5 | 18.5 | 8.6 | No | N/A | 2 | 500 | 700 | 100 | 300 | 2025-01-01
207804187 | COMFORTSTAR | CHI30CD(O) | CHI30CD(I) | 12.2 | 21 | 8.2 | Yes | No | 1 | 400 | 600 | 100 | 300 | 2025-01-01
207765965 | COMFORTSTAR | CHF36CD(O) | CPA-36DUB | 9 | 16.5 | 11 | Yes | Yes | 4 | 700 | 900 | 150 | 350 | 2025-01-01
207765967 | COMFORTSTAR | CZP36CD(O) | TIP36 | 9.4 | 19.2 | 8.8 | No | N/A | 2 | 500 | 700 | 100 | 300 | 2025-01-01
207765968 | COMFORTSTAR | CZP48CD(O) | TIP48 | 9.5 | 18.5 | 9.8 | No | N/A | 3 | 600 | 800 | 150 | 350 | 2025-01-01
207765969 | COMFORTSTAR | CHF09CD(O) | CPA-09B | 13.2 | 20.2 | 12 | Yes | Both | 4 | 700 | 900 | 150 | 350 | 2025-01-01
207765970 | COMFORTSTAR | CHF12CD(O) | CPA-12B | 11.7 | 19.5 | 10 | Yes | Both | 4 | 700 | 900 | 150 | 350 | 2025-01-01
207765971 | COMFORTSTAR | CHF18CD(O) | CPA-18B | 11.7 | 18 | 9.5 | Yes | Both | 3 | 600 | 800 | 150 | 350 | 2025-01-01
207765972 | COMFORTSTAR | CHF24CD(O) | CPA-24B | 12 | 19.2 | 10.5 | Yes | Both | 4 | 700 | 900 | 150 | 350 | 2025-01-01
207765973 | COMFORTSTAR | CZP09CD(O) | TPA-09 | 13 | 20 | 10 | Yes | Both | 4 | 700 | 900 | 150 | 350 | 2025-01-01
207765974 | COMFORTSTAR | CZP12CD(O) | TPA-12 | 14 | 22.7 | 10 | Yes | No | 4 | 700 | 900 | 150 | 350 | 2025-01-01
207765975 | COMFORTSTAR | CZP18CD(O) | TPA-18 | 12.5 | 20.5 | 10.5 | Yes | No | 4 | 700 | 900 | 150 | 350 | 2025-01-01
207765976 | COMFORTSTAR | CZP24CD(O) | TIP24 | 12.5 | 21.5 | 9.7 | Yes | Both | 3 | 600 | 800 | 150 | 350 | 2025-01-01
207698038 | COMFORTSTAR | CPR36CD(O) | AHU36-SG2 | 10.1 | 16.9 | 8.2 | No | N/A | 1 | 400 | 600 | 100 | 300 | 2025-01-01
207690466 | COMFORTSTAR | CPR18CD(O) | AHU18-SG2 | 10.9 | 17 | 8.8 | No | N/A | 2 | 500 | 700 | 100 | 300 | 2025-01-01
207690467 | COMFORTSTAR | CPR24CD(O) | AHU24-SG2 | 10.5 | 17 | 9.2 | No | N/A | 3 | 600 | 800 | 150 | 350 | 2025-01-01
207690468 | COMFORTSTAR | CPR30CD(O) | AHU30-SG2 | 10.6 | 17.3 | 8.5 | No | N/A | 2 | 500 | 700 | 100 | 300 | 2025-01-01
207690469 | COMFORTSTAR | CPR36CD(0) | AHU36-SG2 | 10.1 | 16.9 | 8.2 | No | N/A | 1 | 400 | 600 | 100 | 300 | 2025-01-01
207690470 | COMFORTSTAR | CPR48CD(O) | AHU48-SG2 | 8.8 | 15.8 | 9.4 | No | N/A | 2 | 500 | 700 | 100 | 300 | 2025-01-01
207658914 | COMFORTSTAR | CGS09CA(O) | CGS09CA(I) | 12.5 | 21.5 | 9.1 | Yes | Both | 3 | 600 | 800 | 150 | 350 | 2025-01-01
207658915 | COMFORTSTAR | CGS12CA(O) | CGS12CA(I) | 10.3 | 20.8 | 8.7 | No | N/A | 2 | 500 | 700 | 100 | 300 | 2025-01-01
207658916 | COMFORTSTAR | CGS12CD(O) | CGS12CD(I) | 10.8 | 21.4 | 9.2 | No | N/A | 3 | 600 | 800 | 150 | 350 | 2025-01-01
207658917 | COMFORTSTAR | CGS18CD(O) | CGS18CD(I) | 11 | 19.5 | 8.7 | No | N/A | 2 | 500 | 700 | 100 | 300 | 2025-01-01
207658918 | COMFORTSTAR | CGS24CD(O) | CGS24CD(I) | 9.5 | 18.5 | 8.6 | No | N/A | 2 | 500 | 700 | 100 | 300 | 2025-01-01
207658919 | COMFORTSTAR | CGS30CD(O) | CGS30CD(I) | 12.2 | 21 | 8.2 | Yes | No | 1 | 400 | 600 | 100 | 300 | 2025-01-01
207658921 | COMFORTSTAR | CZP12CA(O) | CHF12CA(I) | 13 | 23.5 | 10 | Yes | No | 4 | 700 | 900 | 150 | 350 | 2025-01-01
207658922 | COMFORTSTAR | CZP09CD(O) | CHF09CD(I) | 15 | 25.5 | 12.3 | Yes | Both | 4 | 700 | 900 | 150 | 350 | 2025-01-01
207658923 | COMFORTSTAR | CZP12CD(O) | CHF12CD(I) | 13.7 | 24.6 | 10.7 | Yes | No | 4 | 700 | 900 | 150 | 350 | 2025-01-01
207658925 | COMFORTSTAR | CZP24CD(O) | CHF24CD(I) | 14 | 22 | 10 | Yes | No | 4 | 700 | 900 | 150 | 350 | 2025-01-01
207658926 | COMFORTSTAR | CHF09CD(O) | CHF09CD(I) | 16.2 | 28.1 | 11.5 | Yes | Both | 4 | 700 | 900 | 150 | 350 | 2025-01-01
207658927 | COMFORTSTAR | CHF12CD(O) | CHF12CD(I) | 14 | 25.5 | 10.4 | Yes | Both | 4 | 700 | 900 | 150 | 350 | 2025-01-01
207658928 | COMFORTSTAR | CHF18CD(O) | CHF18CD(I) | 12.5 | 21.5 | 11.3 | Yes | Both | 4 | 700 | 900 | 150 | 350 | 2025-01-01
207658929 | COMFORTSTAR | CHF24CD(O) | CHF24CD(I) | 13 | 21.5 | 11.4 | Yes | Both | 4 | 700 | 900 | 150 | 350 | 2025-01-01
207658930 | COMFORTSTAR | CZP09CD(O) | CPA-09B | 12.5 | 19.2 | 10.2 | Yes | Both | 4 | 700 | 900 | 150 | 350 | 2025-01-01
207658931 | COMFORTSTAR | CZP12CD(O) | CPA-12B | 11.7 | 19 | 10.3 | Yes | Both | 4 | 700 | 900 | 150 | 350 | 2025-01-01
207658932 | COMFORTSTAR | CZP18CD(O) | CPA-18B | 12.5 | 20 | 10.6 | Yes | No | 4 | 700 | 900 | 150 | 350 | 2025-01-01
207658933 | COMFORTSTAR | CZP24CD(O) | CPA-24B | 12.5 | 19 | 11.2 | Yes | Both | 4 | 700 | 900 | 150 | 350 | 2025-01-01
207658934 | COMFORTSTAR | CZP36CD(O) | CPA-36DUB | 8.8 | 15.8 | 8.8 | No | N/A | 2 | 500 | 700 | 100 | 300 | 2025-01-01
207658937 | COMFORTSTAR | CHF09CD(O) | CPA-09C | 13.2 | 20.2 | 12 | Yes | Both | 4 | 700 | 900 | 150 | 350 | 2025-01-01
207658938 | COMFORTSTAR | CHF12CD(O) | CPA-12C | 11.7 | 19.5 | 10 | Yes | Both | 4 | 700 | 900 | 150 | 350 | 2025-01-01
207658939 | COMFORTSTAR | CHF18CD(O) | CPA-18C | 11.7 | 18 | 9.5 | Yes | Both | 3 | 600 | 800 | 150 | 350 | 2025-01-01
207658940 | COMFORTSTAR | CHF24CD(O) | CPA-24C | 12 | 19.2 | 10.5 | Yes | Both | 4 | 700 | 900 | 150 | 350 | 2025-01-01
207658941 | COMFORTSTAR | CHF36CD(O) | CPA-36C | 9 | 16.5 | 11 | Yes | Yes | 4 | 700 | 900 | 150 | 350 | 2025-01-01
207658943 | COMFORTSTAR | CZP09CD(O) | TPA-09C | 13 | 20 | 10 | Yes | Both | 4 | 700 | 900 | 150 | 350 | 2025-01-01
207658944 | COMFORTSTAR | CZP12CD(O) | TPA-12C | 14 | 22.7 | 10 | Yes | No | 4 | 700 | 900 | 150 | 350 | 2025-01-01
207658945 | COMFORTSTAR | CZP18CD(O) | TPA-18C | 12.5 | 20.5 | 10.5 | Yes | No | 4 | 700 | 900 | 150 | 350 | 2025-01-01
207658946 | COMFORTSTAR | CZP24CD(O) | TPA-24C | 12.5 | 21.5 | 9.7 | Yes | Both | 3 | 600 | 800 | 150 | 350 | 2025-01-01
207658947 | COMFORTSTAR | CZP36CD(O) | TPA-36C | 9.4 | 19.2 | 8.8 | No | N/A | 2 | 500 | 700 | 100 | 300 | 2025-01-01
207658948 | COMFORTSTAR | CZP48CD(O) | TPA-48C | 9.5 | 18.5 | 9.8 | No | N/A | 3 | 600 | 800 | 150 | 350 | 2025-01-01
207658949 | COMFORTSTAR | CHF09CD(O) | TPA-09 | 13 | 20.5 | 10.3 | Yes | Both | 4 | 700 | 900 | 150 | 350 | 2025-01-01
207658950 | COMFORTSTAR | CHF12CD(O) | TPA-12 | 12.7 | 22.3 | 10.2 | Yes | Both | 4 | 700 | 900 | 150 | 350 | 2025-01-01
207658951 | COMFORTSTAR | CHF18CD(O) | TPA-18 | 12.5 | 20 | 9.5 | Yes | Both | 3 | 600 | 800 | 150 | 350 | 2025-01-01
207658952 | COMFORTSTAR | CHF24CD(O) | TIP-24 | 11 | 20.5 | 11.5 | Yes | Both | 4 | 700 | 900 | 150 | 350 | 2025-01-01
207658953 | COMFORTSTAR | CHF36CD(O) | TIP-36 | 9.5 | 19.4 | 10.5 | Yes | Yes | 4 | 700 | 900 | 150 | 350 | 2025-01-01
207658954 | COMFORTSTAR | CHF48CD(O) | TIP-48 | 8.3 | 16.8 | 10.7 | Yes | Yes | 4 | 700 | 900 | 150 | 350 | 2025-01-01
207658955 | COMFORTSTAR | CZP18CD(O) | FPA-18 | 12.5 | 23 | 10 | Yes | No | 4 | 700 | 900 | 150 | 350 | 2025-01-01
207658956 | COMFORTSTAR | CZP24CD(O) | FPA-24 | 12.5 | 21.2 | 10.3 | Yes | Both | 4 | 700 | 900 | 150 | 350 | 2025-01-01
207658957 | COMFORTSTAR | CZP36CD(O) | FPA-36DU | 8.5 | 19 | 9 | No | N/A | 3 | 600 | 800 | 150 | 350 | 2025-01-01
207658958 | COMFORTSTAR | CZP48CD(O) | FPA-48DU | 9.3 | 18.9 | 10 | Yes | Yes | 4 | 700 | 900 | 150 | 350 | 2025-01-01
207658960 | COMFORTSTAR | CHF18CD(O) | FPA-18 | 12.5 | 20.5 | 9.8 | Yes | Both | 3 | 600 | 800 | 150 | 350 | 2025-01-01
207658961 | COMFORTSTAR | CHF24CD(O) | FPA-24 | 11.7 | 20.5 | 11 | Yes | Both | 4 | 700 | 900 | 150 | 350 | 2025-01-01
207658962 | COMFORTSTAR | CHF36CD(O) | FPA-36DU | 8.8 | 17.6 | 10 | Yes | Yes | 4 | 700 | 900 | 150 | 350 | 2025-01-01
207658963 | COMFORTSTAR | CHF48CD(O) | FPA-48DU | 8.2 | 17 | 9.8 | Yes | Yes | 3 | 600 | 800 | 150 | 350 | 2025-01-01
205150439 | COMFORTSTAR | CXH048CD(O)-DU | TPA-48DU | 8.3 | 16.5 | 9.8 | No | N/A | 3 | 600 | 800 | 150 | 350 | 2025-01-01
205150440 | COMFORTSTAR | CXH048CD(O)-DU | FPA-48DU | 8.2 | 17 | 9.2 | No | N/A | 3 | 600 | 800 | 150 | 350 | 2025-01-01
205261885 | COMFORTSTAR | CXH048CD(O)-DU | TPA-48DU | 8.3 | 16.5 | 9.8 | No | N/A | 3 | 600 | 800 | 150 | 350 | 2025-01-01
205261887 | COMFORTSTAR | CXH048CD(O)-DU | FPA-48DU | 8.2 | 17 | 9.2 | No | N/A | 3 | 600 | 800 | 150 | 350 | 2025-01-01
202575874 | COMFORTSTAR | CXH024CD(O) | TPA-24 | 11 | 20 | 9.6 | No | N/A | 3 | 600 | 800 | 150 | 350 | 2025-01-01
202575875 | COMFORTSTAR | CXH024CD(O) | FPA-24 | 11.5 | 20 | 10 | No | N/A | 4 | 700 | 900 | 150 | 350 | 2025-01-01
202576840 | COMFORTSTAR | CPG009CA(O)-B | CPG009CA(I)-B | 11.5 | 18.9 | 8.1 | No | N/A | 1 | 400 | 600 | 100 | 300 | 2025-01-01
202576841 | COMFORTSTAR | CPG012CA(O)-B | CPG012CA(I)-B | 10.5 | 19 | 8.3 | No | N/A | 1 | 400 | 600 | 100 | 300 | 2025-01-01
202576842 | COMFORTSTAR | CPG009CD(O)-B | CPG009CD(I)-B | 11 | 18 | 9.1 | No | N/A | 3 | 600 | 800 | 150 | 350 | 2025-01-01
202576844 | COMFORTSTAR | CPG018CD(O)-B | CPG018CD(I)-B | 11 | 18.7 | 8.1 | No | N/A | 1 | 400 | 600 | 100 | 300 | 2025-01-01
202575847 | COMFORTSTAR | CXH009CD(O) | CXH009CD(I)-WIFI | 14.5 | 23.1 | 9.9 | Yes | No | 3 | 600 | 800 | 150 | 350 | 2025-01-01
202575848 | COMFORTSTAR | CXH012CD(O) | CXH012CD(I)-WIFI | 13 | 19.9 | 9.1 | Yes | No | 3 | 600 | 800 | 150 | 350 | 2025-01-01
202575849 | COMFORTSTAR | CXH018CD(O) | CXH018CD(I)-WIFI | 12.5 | 19.4 | 8.9 | Yes | No | 2 | 500 | 700 | 100 | 300 | 2025-01-01
202575850 | COMFORTSTAR | CXH024CD(O) | CXH024CD(I)-WIFI | 13 | 20 | 9.5 | Yes | No | 3 | 600 | 800 | 150 | 350 | 2025-01-01
202575851 | COMFORTSTAR | CPP09CA(O)-B | CXH009CA(I)-WIFI | 15.5 | 25.3 | 8.3 | Yes | No | 1 | 400 | 600 | 100 | 300 | 2025-01-01
202575852 | COMFORTSTAR | CPP12CA(O)-B | CXH012CA(I)-WIFI | 13 | 21.2 | 8.5 | Yes | No | 2 | 500 | 700 | 100 | 300 | 2025-01-01
202575853 | COMFORTSTAR | CPP009CD(O) | CXH009CD(I)-WIFI | 14.9 | 21.8 | 9.3 | Yes | Both | 3 | 600 | 800 | 150 | 350 | 2025-01-01
202575854 | COMFORTSTAR | CPP012CD(O) | CXH012CD(I)-WIFI | 13.7 | 22.3 | 8.8 | Yes | Both | 2 | 500 | 700 | 100 | 300 | 2025-01-01
202575855 | COMFORTSTAR | CPP018CD(O) | CXH018CD(I)-WIFI | 13 | 20 | 8.3 | Yes | No | 1 | 400 | 600 | 100 | 300 | 2025-01-01
202575856 | COMFORTSTAR | CPP024CD(O) | CXH024CD(I)-WIFI | 13.7 | 19.8 | 9.3 | Yes | No | 3 | 600 | 800 | 150 | 350 | 2025-01-01
202575857 | COMFORTSTAR | CPP09CA(O)-B | CXH009CA(I) | 15.5 | 25.3 | 8.3 | Yes | No | 1 | 400 | 600 | 100 | 300 | 2025-01-01
202575858 | COMFORTSTAR | CPP12CA(O)-B | CXH012CA(I) | 13 | 21.2 | 8.5 | Yes | No | 2 | 500 | 700 | 100 | 300 | 2025-01-01
202575859 | COMFORTSTAR | CPP009CD(O) | CXH009CD(I) | 14.9 | 21.8 | 9.3 | Yes | Both | 3 | 600 | 800 | 150 | 350 | 2025-01-01
202575860 | COMFORTSTAR | CPP012CD(O) | CXH012CD(I) | 13.7 | 22.3 | 8.8 | Yes | Both | 2 | 500 | 700 | 100 | 300 | 2025-01-01
202575861 | COMFORTSTAR | CPP018CD(O) | CXH018CD(I) | 13 | 20 | 8.3 | Yes | No | 1 | 400 | 600 | 100 | 300 | 2025-01-01
202575862 | COMFORTSTAR | CPP024CD(O) | CXH024CD(I) | 13.7 | 19.8 | 9.3 | Yes | No | 3 | 600 | 800 | 150 | 350 | 2025-01-01
202575863 | COMFORTSTAR | CXH009CD(O) | TPA-09 | 13 | 20 | 9.4 | Yes | No | 3 | 600 | 800 | 150 | 350 | 2025-01-01
202575864 | COMFORTSTAR | CXH012CD(O) | TPA-12 | 12.5 | 19.5 | 9.3 | Yes | No | 3 | 600 | 800 | 150 | 350 | 2025-01-01
202575865 | COMFORTSTAR | CXH018CD(O) | TPA-18 | 12.5 | 20 | 9.8 | Yes | No | 3 | 600 | 800 | 150 | 350 | 2025-01-01
202575866 | COMFORTSTAR | CXH009CD(O) | CPA-9B | 12.1 | 18.5 | 11.5 | Yes | Both | 4 | 700 | 900 | 150 | 350 | 2025-01-01
202575867 | COMFORTSTAR | CXH012CD(O) | CPA-12B | 11.7 | 19 | 10 | Yes | Both | 4 | 700 | 900 | 150 | 350 | 2025-01-01
202575869 | COMFORTSTAR | CXH024CD(O) | CPA-24B | 11.7 | 19.2 | 10.5 | Yes | Both | 4 | 700 | 900 | 150 | 350 | 2025-01-01
202575870 | COMFORTSTAR | CXH018CD(O) | FPA-18 | 12.5 | 19.9 | 9.9 | Yes | No | 3 | 600 | 800 | 150 | 350 | 2025-01-01
10595495 | COMFORTSTAR | CXH009CD(O) | CXH009CD(I) | 14.5 | 23.1 | 9.9 | Yes | No | 3 | 600 | 800 | 150 | 350 | 2025-01-01
10595496 | COMFORTSTAR | CXH012CD(O) | CXH012CD(I) | 13 | 19.9 | 9.1 | Yes | No | 3 | 600 | 800 | 150 | 350 | 2025-01-01
10595497 | COMFORTSTAR | CXH018CD(O) | CXH018CD(I) | 12.5 | 19.4 | 8.9 | Yes | No | 2 | 500 | 700 | 100 | 300 | 2025-01-01
10595498 | COMFORTSTAR | CXH024CD(O) | CXH024CD(I) | 13 | 20 | 9.5 | Yes | No | 3 | 600 | 800 | 150 | 350 | 2025-01-01
10595501 | COMFORTSTAR | CPP060CD(O)-DU | CPA-60DU | 9 | 15.4 | 8.4 | No | N/A | 1 | 400 | 600 | 100 | 300 | 2025-01-01
10595502 | COMFORTSTAR | CPP060CD(O)-DU | FPA-60DU | 9.8 | 18 | 9.4 | No | N/A | 3 | 600 | 800 | 150 | 350 | 2025-01-01
10595503 | COMFORTSTAR | CPP009CD(O) | CPA-09B | 12.1 | 18.7 | 9.8 | Yes | Both | 3 | 600 | 800 | 150 | 350 | 2025-01-01
10595504 | COMFORTSTAR | CPP012CD(O) | CPA-12B | 11.7 | 19 | 10 | Yes | Both | 4 | 700 | 900 | 150 | 350 | 2025-01-01
10595505 | COMFORTSTAR | CPP018CD(O) | CPA-18B | 11.7 | 18.5 | 9.2 | Yes | No | 3 | 600 | 800 | 150 | 350 | 2025-01-01
10595506 | COMFORTSTAR | CPP024CD(O) | CPA-24B | 11.7 | 19 | 10 | Yes | Both | 4 | 700 | 900 | 150 | 350 | 2025-01-01
9119312 | COMFORTSTAR | CPP018CD(O) | FPA-18 | 12.5 | 20 | 8.9 | Yes | No | 2 | 500 | 700 | 100 | 300 | 2025-01-01
9119313 | COMFORTSTAR | CPP018CD(O) | TPA-18 | 12.5 | 20 | 9.1 | Yes | No | 3 | 600 | 800 | 150 | 350 | 2025-01-01
9119315 | COMFORTSTAR | CPP024CD(O) | FPA-24 | 12.5 | 20 | 9.4 | Yes | No | 3 | 600 | 800 | 150 | 350 | 2025-01-01
9119318 | COMFORTSTAR | CPP036CD(O)-DU | FPA-36DU | 8 | 16 | 10 | No | N/A | 4 | 700 | 900 | 150 | 350 | 2025-01-01
9119319 | COMFORTSTAR | CPP036CD(O)-DU | TPA-36DU | 9 | 17.5 | 9.3 | No | N/A | 3 | 600 | 800 | 150 | 350 | 2025-01-01
9119321 | COMFORTSTAR | CPP048CD(O)-DU | FPA-48DU | 9.3 | 17.8 | 9 | No | N/A | 3 | 600 | 800 | 150 | 350 | 2025-01-01
9119322 | COMFORTSTAR | CPP048CD(O)-DU | TPA-48DU | 9.5 | 16.8 | 9 | No | N/A | 3 | 600 | 800 | 150 | 350 | 2025-01-01
216720882 | COMFORTSTAR | CPP3-09CA(O) | CPP3-09CA(I) | 12.5 | 23.2 | 10.4 | Yes | No | 4 | 700 | 900 | 150 | 350 | 2025-01-01
216720883 | COMFORTSTAR | CPP3-12CA(O) | CPP3-12CA(I) | 12.5 | 23.2 | 10.4 | Yes | No | 4 | 700 | 900 | 150 | 350 | 2025-01-01
216720884 | COMFORTSTAR | CPP3-09CD(O) | CPP3-09CD(I) | 14.7 | 24.6 | 13 | Yes | Both | 4 | 700 | 900 | 150 | 350 | 2025-01-01
216720885 | COMFORTSTAR | CPP3-12CD(O) | CPP3-12CD(I) | 12.2 | 23.1 | 11.5 | Yes | Both | 4 | 700 | 900 | 150 | 350 | 2025-01-01
216720886 | COMFORTSTAR | CPP3-18CD(O) | CPP3-18CD(I) | 13.5 | 24 | 11.1 | Yes | Both | 4 | 700 | 900 | 150 | 350 | 2025-01-01
216720887 | COMFORTSTAR | CPP3-24CD(O) | CPP3-24CD(I) | 13 | 23.5 | 10 | Yes | Both | 4 | 700 | 900 | 150 | 350 | 2025-01-01
216720888 | COMFORTSTAR | CPP3-18CD(O) | FPA3-18CD(I) | 12.5 | 22.3 | 10.4 | Yes | Both | 4 | 700 | 900 | 150 | 350 | 2025-01-01
216720889 | COMFORTSTAR | CPP3-24CD(O) | FPA3-24CD(I) | 12.2 | 21.1 | 11.1 | Yes | Both | 4 | 700 | 900 | 150 | 350 | 2025-01-01
216720890 | COMFORTSTAR | CPP3-36DU(O) | FPA3-36DU(I) | 10.1 | 20 | 10 | No | N/A | 4 | 700 | 900 | 150 | 350 | 2025-01-01
216720891 | COMFORTSTAR | CPP3-48DU(O) | FPA3-48DU(I) | 9.5 | 19.8 | 10.2 | Yes | Yes | 4 | 700 | 900 | 150 | 350 | 2025-01-01
216720892 | COMFORTSTAR | CPP3-60DU(O) | FPA3-60DU(I) | 9.5 | 19.5 | 9.5 | No | N/A | 3 | 600 | 800 | 150 | 350 | 2025-01-01
216720893 | COMFORTSTAR | CPP3-09CD(O) | TPA3-09CD(I) | 14.3 | 21.6 | 11.3 | Yes | Both | 4 | 700 | 900 | 150 | 350 | 2025-01-01
216720894 | COMFORTSTAR | CPP3-12CD(O) | TPA3-12CD(I) | 12.5 | 21.1 | 10.4 | Yes | Both | 4 | 700 | 900 | 150 | 350 | 2025-01-01
216720895 | COMFORTSTAR | CPP3-18CD(O) | TPA3-18CD(I) | 12.5 | 20.7 | 11.4 | Yes | Both | 4 | 700 | 900 | 150 | 350 | 2025-01-01
216720897 | COMFORTSTAR | CPP3-36DU(O) | TIP3-36DU(I) | 9.6 | 20 | 10.3 | Yes | Yes | 4 | 700 | 900 | 150 | 350 | 2025-01-01
216720898 | COMFORTSTAR | CPP3-48DU(O) | TIP3-48DU(I) | 9.5 | 19 | 9.9 | Yes | Yes | 3 | 600 | 800 | 150 | 350 | 2025-01-01
216720899 | COMFORTSTAR | CPP3-09CD(O) | CPA3H-09CD(I) | 13 | 19.7 | 11.5 | Yes | Both | 4 | 700 | 900 | 150 | 350 | 2025-01-01
216720900 | COMFORTSTAR | CPP3-12CD(O) | CPA3H-12CD(I) | 12 | 19.5 | 10.5 | Yes | Both | 4 | 700 | 900 | 150 | 350 | 2025-01-01
216720901 | COMFORTSTAR | CPP3-18CD(O) | CPA3H-18CD(I) | 13.3 | 20 | 11.3 | Yes | Both | 4 | 700 | 900 | 150 | 350 | 2025-01-01
216720902 | COMFORTSTAR | CPP3-24CD(O) | CPA3H-24CD(I) | 12.5 | 19 | 11 | Yes | Both | 4 | 700 | 900 | 150 | 350 | 2025-01-01
216720903 | COMFORTSTAR | CPP3-36DU(O) | CPA3H-36DU(I) | 10.1 | 18.7 | 10.2 | No | N/A | 4 | 700 | 900 | 150 | 350 | 2025-01-01
216720904 | COMFORTSTAR | CPP3-48DU(O) | CPA3H-48DU(I) | 10 | 17.1 | 9.8 | Yes | Yes | 3 | 600 | 800 | 150 | 350 | 2025-01-01
216720905 | COMFORTSTAR | CPP3-60DU(O) | CPA3H-60DU(I) | 10 | 17 | 9.7 | No | N/A | 3 | 600 | 800 | 150 | 350 | 2025-01-01
216720906 | COMFORTSTAR | CPP3-09CD(O) | T1W3-09CD(I) | 14.4 | 22.1 | 11.8 | Yes | Both | 4 | 700 | 900 | 150 | 350 | 2025-01-01
216720907 | COMFORTSTAR | CPP3-12CD(O) | T1W3-12CD(I) | 12.3 | 22.1 | 10 | Yes | Both | 4 | 700 | 900 | 150 | 350 | 2025-01-01
216720908 | COMFORTSTAR | CPP3-18CD(O) | T1W3-18CD(I) | 12.5 | 22.2 | 12.2 | Yes | Both | 4 | 700 | 900 | 150 | 350 | 2025-01-01
8854583 | COMFORTSTAR | CPP012CA(O) | CPP012CA(I) | 12.5 | 20.1 | 8.2 | Yes | No | 1 | 400 | 600 | 100 | 300 | 2025-01-01
8854584 | COMFORTSTAR | CPP012CD(O) | CPP012CD(I) | 13 | 21.3 | 8.4 | Yes | No | 1 | 400 | 600 | 100 | 300 | 2025-01-01
8854585 | COMFORTSTAR | CPP018CD(O) | CPP018CD(I) | 13 | 19.9 | 8.1 | Yes | No | 1 | 400 | 600 | 100 | 300 | 2025-01-01
214594910 | COMFORTSTAR | CHF09CD(O) | T1W9P | 13 | 24 | 12.4 | Yes | Both | 4 | 700 | 900 | 150 | 350 | 2025-01-01
214594911 | COMFORTSTAR | CHF12CD(O) | T1W12P | 13 | 23 | 10 | Yes | Both | 4 | 700 | 900 | 150 | 350 | 2025-01-01
214594912 | COMFORTSTAR | CHF18CD(O) | T1W18P | 12.5 | 19.8 | 11.2 | Yes | Both | 4 | 700 | 900 | 150 | 350 | 2025-01-01
214594913 | COMFORTSTAR | CZP09CD(O) | T1W9P | 13 | 22.5 | 11.5 | Yes | Both | 4 | 700 | 900 | 150 | 350 | 2025-01-01
214594914 | COMFORTSTAR | CZP12CD(O) | T1W12P | 12.6 | 22 | 9.8 | Yes | No | 3 | 600 | 800 | 150 | 350 | 2025-01-01
214594915 | COMFORTSTAR | CZP18CD(O) | T1W18P | 12.5 | 21.8 | 10.7 | Yes | No | 4 | 700 | 900 | 150 | 350 | 2025-01-01
216472826 | COMFORTSTAR | CH32-12CA(O) | CH32-12CA(I) | 9.5 | 17 | 9.5 | No | N/A | 3 | 600 | 800 | 150 | 350 | 2025-01-01
216472827 | COMFORTSTAR | CH32-12CD(O) | CH32-12CD(I) | 9.5 | 17 | 8.3 | No | N/A | 1 | 400 | 600 | 100 | 300 | 2025-01-01
216472828 | COMFORTSTAR | CH32-18CD(O) | CH32-18CD(I) | 9.5 | 17 | 8.5 | No | N/A | 2 | 500 | 700 | 100 | 300 | 2025-01-01
216472829 | COMFORTSTAR | CH32-24CD(O) | CH32-24CD(I) | 9.5 | 17 | 9.5 | No | N/A | 3 | 600 | 800 | 150 | 350 | 2025-01-01
216472830 | COMFORTSTAR | CH32-36CD(O) | CH32-36CD(I) | 9.5 | 17 | 8.5 | No | N/A | 2 | 500 | 700 | 100 | 300 | 2025-01-01
214836549 | COMFORTSTAR | CLA36CD-T(O) | CLA36CD-T(I) | 9 | 19 | 8.5 | No | N/A | 2 | 500 | 700 | 100 | 300 | 2025-01-01
214389479 | COMFORTSTAR | CIP09CA-HTJ(O) | CIP09CA-HTJ(I) | 10.1 | 17 | 9 | No | N/A | 3 | 600 | 800 | 150 | 350 | 2025-01-01
214389480 | COMFORTSTAR | CIP09CD-HTJ(O) | CIP09CD-HTJ(I) | 8.8 | 17.6 | 8.8 | No | N/A | 2 | 500 | 700 | 100 | 300 | 2025-01-01
214389481 | COMFORTSTAR | CIP12CA-HTJ(O) | CIP12CA-HTJ(I) | 8.8 | 17.4 | 8.7 | No | N/A | 2 | 500 | 700 | 100 | 300 | 2025-01-01
214389482 | COMFORTSTAR | CIP12CD-HTJ(O) | CIP12CD-HTJ(I) | 8.8 | 17.6 | 8.8 | No | N/A | 2 | 500 | 700 | 100 | 300 | 2025-01-01
214389483 | COMFORTSTAR | CIP18CD-HTJ(O) | CIP18CD-HTJ(I) | 9.9 | 18.3 | 8.7 | No | N/A | 2 | 500 | 700 | 100 | 300 | 2025-01-01
214796626 | COMFORTSTAR | FV-RB-MSCHI-09K115-2 | FV-RB-MSCHI-09K115-1 | 10 | 19 | 8.5 | No | N/A | 2 | 500 | 700 | 100 | 300 | 2025-01-01
214796627 | COMFORTSTAR | FV-RB-MSCHI-12K115-2 | FV-RB-MSCHI-12K115-1 | 10 | 19 | 8.5 | No | N/A | 2 | 500 | 700 | 100 | 300 | 2025-01-01
214796628 | COMFORTSTAR | FV-RB-MSCHI-09K220-2 | FV-RB-MSCHI-09K220-1 | 10 | 19 | 8.5 | No | N/A | 2 | 500 | 700 | 100 | 300 | 2025-01-01
214796629 | COMFORTSTAR | FV-RB-MSCHI-12K220-2 | FV-RB-MSCHI-12K220-1 | 10 | 19 | 8.5 | No | N/A | 2 | 500 | 700 | 100 | 300 | 2025-01-01
214796630 | COMFORTSTAR | FV-RB-MSCHI-18K220-2 | FV-RB-MSCHI-18K220-1 | 9.4 | 19 | 8.5 | No | N/A | 2 | 500 | 700 | 100 | 300 | 2025-01-01
214796631 | COMFORTSTAR | FV-RB-MSCHI-24K220-2 | FV-RB-MSCHI-24K220-1 | 10 | 19 | 8.5 | No | N/A | 2 | 500 | 700 | 100 | 300 | 2025-01-01
214796632 | COMFORTSTAR | FV-RB-MSCHI-36K220-2 | FV-RB-MSCHI-36K220-1 | 9 | 19 | 8.5 | No | N/A | 2 | 500 | 700 | 100 | 300 | 2025-01-01
213732680 | COMFORTSTAR | CIP18CD-HT(O) | CIP18CD-HT(I) | 8.5 | 17 | 8.5 | No | N/A | 2 | 500 | 700 | 100 | 300 | 2025-01-01
213803142 | COMFORTSTAR | CHT09CA-23(O) | CHT09CA-23(I) | 12.5 | 23 | 9 | No | N/A | 3 | 600 | 800 | 150 | 350 | 2025-01-01
213803143 | COMFORTSTAR | CHT09CD-23(O) | CHT09CD-23(I) | 13 | 23.5 | 9.2 | No | N/A | 3 | 600 | 800 | 150 | 350 | 2025-01-01
213803144 | COMFORTSTAR | CHT12CA-23(O) | CHT12CA-23(I) | 12.5 | 22 | 9 | No | N/A | 3 | 600 | 800 | 150 | 350 | 2025-01-01
213803145 | COMFORTSTAR | CHT12CD-23(O) | CHT12CD-23(I) | 13 | 23 | 9.5 | No | N/A | 3 | 600 | 800 | 150 | 350 | 2025-01-01
213803146 | COMFORTSTAR | CHT18CD-23(O) | CHT18CD-23(I) | 13 | 22 | 9 | Yes | No | 3 | 600 | 800 | 150 | 350 | 2025-01-01
213803147 | COMFORTSTAR | CHT24CD-23(O) | CHT24CD-23(I) | 12.5 | 20 | 9 | Yes | No | 3 | 600 | 800 | 150 | 350 | 2025-01-01
213349749 | COMFORTSTAR | CIP36CD(O) | CIP36CD(I) | 8.5 | 17.5 | 8.7 | No | N/A | 2 | 500 | 700 | 100 | 300 | 2025-01-01
213349750 | COMFORTSTAR | CWI36CD(O) | CWI36CD(I) | 8.5 | 17.5 | 8.7 | No | N/A | 2 | 500 | 700 | 100 | 300 | 2025-01-01
213307873 | COMFORTSTAR | CARAT12CA(O)-HP | CARAT12CA(I)-HP | 10.3 | 20.8 | 8.7 | No | N/A | 2 | 500 | 700 | 100 | 300 | 2025-01-01
213307874 | COMFORTSTAR | CARAT12CD(O)-HP | CARAT12CD(I)-HP | 10.8 | 21.4 | 9.2 | No | N/A | 3 | 600 | 800 | 150 | 350 | 2025-01-01
213307875 | COMFORTSTAR | CARAT18CD(O)-HP | CARAT18CD(I)-HP | 11 | 19.5 | 8.7 | No | N/A | 2 | 500 | 700 | 100 | 300 | 2025-01-01
213307876 | COMFORTSTAR | CARAT24CD(O)-HP | CARAT24CD(I)-HP | 9.5 | 18.5 | 8.6 | No | N/A | 2 | 500 | 700 | 100 | 300 | 2025-01-01
202110472 | CONCORD | 4DHP1S18M-1P |  | 11.7 | 18.3 | 9 | Yes | No | 3 | 600 | 800 | 150 | 350 | 2025-01-01
202110474 | CONCORD | 4DHP1S30M-1P |  | 11 | 20 | 8.5 | No | N/A | 2 | 500 | 700 | 100 | 300 | 2025-01-01
202110476 | CONCORD | 4DHP1S36M-1P |  | 10 | 18.5 | 8.7 | No | N/A | 2 | 500 | 700 | 100 | 300 | 2025-01-01
202110478 | CONCORD | 4DHP1S48M-1P |  | 10.1 | 18.3 | 9.6 | No | N/A | 3 | 600 | 800 | 150 | 350 | 2025-01-01
203376815 | CONCORD | 4DHP1S30M-2P |  | 11 | 20 | 8.5 | No | N/A | 2 | 500 | 700 | 100 | 300 | 2025-01-01
204462415 | CONCORD | 4DHP1S18M-2P |  | 11.7 | 18.3 | 9 | Yes | No | 3 | 600 | 800 | 150 | 350 | 2025-01-01
208106828 | CONCORD | 4DHP2S18M-1P |  | 12 | 19 | 9.8 | Yes | Both | 3 | 600 | 800 | 150 | 350 | 2025-01-01
208106831 | CONCORD | 4DHP2S24M-1P |  | 12.5 | 21.3 | 9.7 | Yes | Both | 3 | 600 | 800 | 150 | 350 | 2025-01-01
208106834 | CONCORD | 4DHP2S30M-1P |  | 11.7 | 20.7 | 9.2 | Yes | No | 3 | 600 | 800 | 150 | 350 | 2025-01-01
208106837 | CONCORD | 4DHP2S36M-1P |  | 11 | 20 | 9.2 | No | N/A | 3 | 600 | 800 | 150 | 350 | 2025-01-01
208106840 | CONCORD | 4DHP2S48M-1P |  | 11.7 | 20.9 | 9 | Yes | Both | 3 | 600 | 800 | 150 | 350 | 2025-01-01
208106839 | CONCORD | 4DHP2S48M-1P |  | 11.7 | 21.8 | 9.8 | Yes | Both | 3 | 600 | 800 | 150 | 350 | 2025-01-01
208106833 | CONCORD | 4DHP2S30M-1P |  | 12.7 | 24.6 | 9.3 | Yes | No | 3 | 600 | 800 | 150 | 350 | 2025-01-01
208106836 | CONCORD | 4DHP2S36M-1P |  | 11.7 | 23.9 | 9.5 | Yes | No | 3 | 600 | 800 | 150 | 350 | 2025-01-01
208106827 | CONCORD | 4DHP2S18M-1P |  | 13.9 | 22.9 | 10.5 | Yes | No | 4 | 700 | 900 | 150 | 350 | 2025-01-01
208106830 | CONCORD | 4DHP2S24M-1P |  | 13.4 | 24.6 | 10 | Yes | Both | 4 | 700 | 900 | 150 | 350 | 2025-01-01
203376773 | CONCORD | 4DHP1S18M-2P |  | 12 | 22.4 | 9.1 | Yes | No | 3 | 600 | 800 | 150 | 350 | 2025-01-01
203376774 | CONCORD | 4DHP1S30M-2P |  | 12.5 | 23 | 9.2 | Yes | No | 3 | 600 | 800 | 150 | 350 | 2025-01-01
200059221 | CONCORD | 4DHP1S18M-1P |  | 12 | 22.4 | 9.1 | Yes | No | 3 | 600 | 800 | 150 | 350 | 2025-01-01
200059225 | CONCORD | 4DHP1S30M-1P |  | 12.5 | 23 | 9.2 | Yes | No | 3 | 600 | 800 | 150 | 350 | 2025-01-01
200059229 | CONCORD | 4DHP1S36M-1P |  | 11.5 | 22.5 | 9 | No | N/A | 3 | 600 | 800 | 150 | 350 | 2025-01-01
200059233 | CONCORD | 4DHP1S48M-1P |  | 12.5 | 23.7 | 8.6 | Yes | No | 2 | 500 | 700 | 100 | 300 | 2025-01-01
204462392 | CONCORD | 4DHP1S36M-1P |  | 10.75 | 20.5 | 8.85 | No | N/A | 2 | 500 | 700 | 100 | 300 | 2025-01-01
204462372 | CONCORD | 4DHP1S18M-1P |  | 11.85 | 20.35 | 9.05 | Yes | No | 3 | 600 | 800 | 150 | 350 | 2025-01-01
204462377 | CONCORD | 4DHP1S18M-2P |  | 11.85 | 20.35 | 9.05 | Yes | No | 3 | 600 | 800 | 150 | 350 | 2025-01-01
204462382 | CONCORD | 4DHP1S30M-1P |  | 11.75 | 21.5 | 8.85 | Yes | No | 2 | 500 | 700 | 100 | 300 | 2025-01-01
204462387 | CONCORD | 4DHP1S30M-2P |  | 11.75 | 21.5 | 8.85 | Yes | No | 2 | 500 | 700 | 100 | 300 | 2025-01-01
204462397 | CONCORD | 4DHP1S48M-1P |  | 11.3 | 21 | 9.1 | No | N/A | 3 | 600 | 800 | 150 | 350 | 2025-01-01
208106829 | CONCORD | 4DHP2S18M-1P |  | 12.95 | 20.95 | 10.15 | Yes | No | 4 | 700 | 900 | 150 | 350 | 2025-01-01
208106832 | CONCORD | 4DHP2S24M-1P |  | 12.95 | 22.95 | 9.85 | Yes | Both | 3 | 600 | 800 | 150 | 350 | 2025-01-01
208106835 | CONCORD | 4DHP2S30M-1P |  | 12.2 | 22.65 | 9.25 | Yes | No | 3 | 600 | 800 | 150 | 350 | 2025-01-01
208106841 | CONCORD | 4DHP2S48M-1P |  | 11.7 | 21.35 | 9.4 | Yes | Both | 3 | 600 | 800 | 150 | 350 | 2025-01-01
208106838 | CONCORD | 4DHP2S36M-1P |  | 11.35 | 21.95 | 9.35 | No | N/A | 3 | 600 | 800 | 150 | 350 | 2025-01-01
208650678 | CONCORD | 4DHP1S12S-1L | DWM212S4-1L | 11.3 | 19.8 | 8.5 | No | N/A | 2 | 500 | 700 | 100 | 300 | 2025-01-01
208650680 | CONCORD | 4DHP1S12S-1P | DWM212S4-1P | 11.7 | 19.8 | 8.5 | No | N/A | 2 | 500 | 700 | 100 | 300 | 2025-01-01
208128191 | CONCORD | 4DHP2S09S-1P | DWM209S4-1P | 15 | 25.5 | 12.3 | Yes | Both | 4 | 700 | 900 | 150 | 350 | 2025-01-01
208128192 | CONCORD | 4DHP2S09S-1P | D22C109S4-1P | 13 | 20 | 10 | Yes | Both | 4 | 700 | 900 | 150 | 350 | 2025-01-01
208128193 | CONCORD | 4DHP2S09S-1P | DMD209S4-1P | 12.5 | 19.2 | 10.2 | Yes | Both | 4 | 700 | 900 | 150 | 350 | 2025-01-01
208106690 | CONCORD | 4DHP2S12S-1P | DWM212S4-1P | 13.7 | 24.6 | 10.7 | Yes | No | 4 | 700 | 900 | 150 | 350 | 2025-01-01
208106691 | CONCORD | 4DHP2S18S-1P | DWM218S4-1P | 12.4 | 23.5 | 10.7 | Yes | No | 4 | 700 | 900 | 150 | 350 | 2025-01-01
208106692 | CONCORD | 4DHP2S24S-1P | DWM224S4-1P | 14 | 22 | 9.9 | Yes | No | 3 | 600 | 800 | 150 | 350 | 2025-01-01
208106693 | CONCORD | 4DHP2S12S-1P | D22C112S4-1P | 13.9 | 22.7 | 9.9 | Yes | No | 3 | 600 | 800 | 150 | 350 | 2025-01-01
208106694 | CONCORD | 4DHP2S18S-1P | D22C118S4-1P | 12.5 | 20.5 | 10.4 | Yes | No | 4 | 700 | 900 | 150 | 350 | 2025-01-01
208106695 | CONCORD | 4DHP2S24S-1P | D33C224S4-1P | 12.3 | 21.5 | 9.6 | Yes | Both | 3 | 600 | 800 | 150 | 350 | 2025-01-01
208106696 | CONCORD | 4DHP2S12S-1P | DMD212S4-1P | 11.7 | 18.8 | 10.3 | Yes | Both | 4 | 700 | 900 | 150 | 350 | 2025-01-01
208106697 | CONCORD | 4DHP2S18S-1P | DMD218S4-1P | 12.3 | 20 | 10.5 | Yes | No | 4 | 700 | 900 | 150 | 350 | 2025-01-01
208106698 | CONCORD | 4DHP2S24S-1P | DMD224S4-1P | 12.3 | 19 | 11 | Yes | Both | 4 | 700 | 900 | 150 | 350 | 2025-01-01
208106702 | CONCORD | 4DHP2S30S-1P | DWM230S4-1P | 11.4 | 20 | 9.2 | No | N/A | 3 | 600 | 800 | 150 | 350 | 2025-01-01
208106746 | CONCORD | 4DHP2S12S-1L | DWM212S4-1L | 13 | 23.5 | 10 | No | N/A | 4 | 700 | 900 | 150 | 350 | 2025-01-01
208106747 | CONCORD | 4DHPS209S-1P | DWM209S4-1P | 15 | 25.5 | 12.3 | Yes | Both | 4 | 700 | 900 | 150 | 350 | 2025-01-01
208106749 | CONCORD | 4DHPS209S-1P | D22C109S4-1P | 13 | 20 | 10 | Yes | Both | 4 | 700 | 900 | 150 | 350 | 2025-01-01
208106750 | CONCORD | 4DHPS209S-1P | DMD209S4-1P | 12.5 | 19.2 | 10.2 | Yes | Both | 4 | 700 | 900 | 150 | 350 | 2025-01-01
208106751 | CONCORD | 4DHV2S09S-1L | DWH209S4-1L | 12.5 | 21.5 | 9.1 | Yes | Both | 3 | 600 | 800 | 150 | 350 | 2025-01-01
208106752 | CONCORD | 4DHV2S12S-1L | DWH212S4-1L | 10.3 | 20.8 | 8.7 | No | N/A | 2 | 500 | 700 | 100 | 300 | 2025-01-01
208106753 | CONCORD | 4DHV2S09S-1P | DWH209S4-1P | 12.6 | 21.7 | 9.4 | Yes | Both | 3 | 600 | 800 | 150 | 350 | 2025-01-01
208106754 | CONCORD | 4DHV2S12S-1P | DWH212S4-1P | 10.8 | 21.4 | 9.2 | No | N/A | 3 | 600 | 800 | 150 | 350 | 2025-01-01
208106755 | CONCORD | 4DHV2S18S-1P | DWH218S4-1P | 11 | 19.5 | 8.7 | No | N/A | 2 | 500 | 700 | 100 | 300 | 2025-01-01
208106756 | CONCORD | 4DHV2S24S-1P | DWH224S4-1P | 9.5 | 18.5 | 8.6 | No | N/A | 2 | 500 | 700 | 100 | 300 | 2025-01-01
208106772 | CONCORD | 4DHP2S36S-1P | D33C236S4-1P | 9.4 | 19.2 | 8.8 | No | N/A | 2 | 500 | 700 | 100 | 300 | 2025-01-01
208106773 | CONCORD | 4DHP2S48S-1P | D33C248S4-1P | 9.5 | 18.5 | 9.8 | No | N/A | 3 | 600 | 800 | 150 | 350 | 2025-01-01
208106774 | CONCORD | 4DHP2S36S-1P | DMD236S4-2P | 8.8 | 15.8 | 8.8 | No | N/A | 2 | 500 | 700 | 100 | 300 | 2025-01-01
208106776 | CONCORD | 4DHPS209S-1P | DWM206S4-1P | 15.8 | 26.5 | 13.6 | Yes | Both | 4 | 700 | 900 | 150 | 350 | 2025-01-01
206551622 | CONCORD | 4DHP1S48S-1P | D33C148S4-2P | 9.5 | 16.8 | 9 | No | N/A | 3 | 600 | 800 | 150 | 350 | 2025-01-01
206551625 | CONCORD | 4DHP1S36S-1P | D33C136S4-2P | 9 | 17.5 | 9.3 | No | N/A | 3 | 600 | 800 | 150 | 350 | 2025-01-01
203376770 | CONCORD | 4DHP1S12S-1L | DWM112S4-2L | 13 | 21.2 | 8.5 | Yes | No | 2 | 500 | 700 | 100 | 300 | 2025-01-01
203376771 | CONCORD | 4DHP1S09S-1P | DWM109S4-2P | 14.9 | 21.8 | 9.3 | Yes | Both | 3 | 600 | 800 | 150 | 350 | 2025-01-01
203376772 | CONCORD | 4DHP1S12S-1P | DWM112S4-2P | 13.7 | 22.3 | 8.8 | Yes | Both | 2 | 500 | 700 | 100 | 300 | 2025-01-01
203376808 | CONCORD | 4DHV1S09S-1L | DWH109S4-1L | 11.5 | 18.9 | 8.1 | No | N/A | 1 | 400 | 600 | 100 | 300 | 2025-01-01
203376809 | CONCORD | 4DHV1S12S-1L | DWH112S4-1L | 10.5 | 19 | 8.3 | No | N/A | 1 | 400 | 600 | 100 | 300 | 2025-01-01
203376810 | CONCORD | 4DHV1S09S-1P | DWH109S4-1P | 11 | 18 | 9.1 | No | N/A | 3 | 600 | 800 | 150 | 350 | 2025-01-01
203376812 | CONCORD | 4DHV1S18S-1P | DWH118S4-1P | 11 | 18.7 | 8.1 | No | N/A | 1 | 400 | 600 | 100 | 300 | 2025-01-01
202110460 | CONCORD | 4DHP1S09S-1P | DMD209S4-1P | 12.1 | 18.7 | 9.8 | Yes | Both | 3 | 600 | 800 | 150 | 350 | 2025-01-01
202110462 | CONCORD | 4DHP1S12S-1P | DMD212S4-1P | 11.7 | 19 | 10 | Yes | Both | 4 | 700 | 900 | 150 | 350 | 2025-01-01
202110464 | CONCORD | 4DHP1S18S-1P | DMD218S4-1P | 11.7 | 18.5 | 9.2 | Yes | No | 3 | 600 | 800 | 150 | 350 | 2025-01-01
202110466 | CONCORD | 4DHP1S24S-1P | DMD224S4-1P | 11.7 | 19 | 10 | Yes | Both | 4 | 700 | 900 | 150 | 350 | 2025-01-01
200059185 | CONCORD | 4DHP1S12S-1L | DWM112S4-1L | 13 | 21.2 | 8.5 | Yes | No | 2 | 500 | 700 | 100 | 300 | 2025-01-01
200059187 | CONCORD | 4DHP1S09S-1P | DWM109S4-1P | 14.9 | 21.8 | 9.3 | Yes | Both | 3 | 600 | 800 | 150 | 350 | 2025-01-01
200059193 | CONCORD | 4DHP1S12S-1P | DWM112S4-1P | 13.7 | 22.3 | 8.8 | Yes | Both | 2 | 500 | 700 | 100 | 300 | 2025-01-01
200059199 | CONCORD | 4DHP1S18S-1P | DWM118S4-1P | 13 | 20 | 8.3 | Yes | No | 1 | 400 | 600 | 100 | 300 | 2025-01-01
200059203 | CONCORD | 4DHP1S18S-1P | D22C118S4-1P | 12.5 | 20 | 9.1 | Yes | No | 3 | 600 | 800 | 150 | 350 | 2025-01-01
200059205 | CONCORD | 4DHP1S24S-1P | DWM124S4-1P | 13.7 | 19.8 | 9.3 | Yes | No | 3 | 600 | 800 | 150 | 350 | 2025-01-01
200059213 | CONCORD | 4DHP1S36S-1P | D33C136S4-1P | 9 | 17.5 | 9.3 | No | N/A | 3 | 600 | 800 | 150 | 350 | 2025-01-01
200059217 | CONCORD | 4DHP1S48S-1P | D33C148S4-1P | 9.5 | 16.8 | 9 | No | N/A | 3 | 600 | 800 | 150 | 350 | 2025-01-01
213279885 | CONCORD | 4DHPS209S-1P | DWM206S4-*P | 15.8 | 26.5 | 13.6 | Yes | Both | 4 | 700 | 900 | 150 | 350 | 2025-01-01
211034545 | CONCORD | 4DHP2S12S-1L | DWM212S4-*L | 12.8 | 23.5 | 10 | Yes | No | 4 | 700 | 900 | 150 | 350 | 2025-01-01
211034546 | CONCORD | 4DHPS209S-1P | DWM209S4-*P | 15 | 25.5 | 11.9 | Yes | Both | 4 | 700 | 900 | 150 | 350 | 2025-01-01
211034547 | CONCORD | 4DHP2S12S-1P | DWM212S4-*P | 13.7 | 24.6 | 10.7 | Yes | No | 4 | 700 | 900 | 150 | 350 | 2025-01-01
211034548 | CONCORD | 4DHP2S18S-1P | DWM218S4-*P | 12.4 | 23.5 | 10.7 | Yes | No | 4 | 700 | 900 | 150 | 350 | 2025-01-01
211034549 | CONCORD | 4DHP2S24S-1P | DWM224S4-*P | 14 | 22 | 9.9 | Yes | No | 3 | 600 | 800 | 150 | 350 | 2025-01-01
211034550 | CONCORD | 4DHP2S30S-1P | DWM230S4-*P | 11.4 | 20 | 9.2 | No | N/A | 3 | 600 | 800 | 150 | 350 | 2025-01-01
211034553 | CONCORD | 4DHPS209S-1P | DMD209S4-*P | 12.5 | 19.2 | 10 | Yes | Both | 4 | 700 | 900 | 150 | 350 | 2025-01-01
211034554 | CONCORD | 4DHP2S12S-1P | DMD212S4-*P | 11.7 | 18.8 | 10.3 | Yes | Both | 4 | 700 | 900 | 150 | 350 | 2025-01-01
211034555 | CONCORD | 4DHP2S18S-1P | DMD218S4-*P | 12.3 | 20 | 10.5 | Yes | No | 4 | 700 | 900 | 150 | 350 | 2025-01-01
211034556 | CONCORD | 4DHP2S24S-1P | DMD224S4-*P | 12.3 | 19 | 11 | Yes | Both | 4 | 700 | 900 | 150 | 350 | 2025-01-01
211034557 | CONCORD | 4DHP2S36S-1P | DMD236S4-*P | 8.8 | 15.8 | 8.8 | No | N/A | 2 | 500 | 700 | 100 | 300 | 2025-01-01
211034559 | CONCORD | 4DHPS209S-1P | D22C109S4-*P | 13 | 20 | 10 | Yes | Both | 4 | 700 | 900 | 150 | 350 | 2025-01-01
211034560 | CONCORD | 4DHP2S12S-1P | D22C112S4-*P | 13.9 | 22.7 | 9.9 | Yes | No | 3 | 600 | 800 | 150 | 350 | 2025-01-01
211034561 | CONCORD | 4DHP2S18S-1P | D22C118S4-*P | 12.5 | 20.5 | 10.4 | Yes | No | 4 | 700 | 900 | 150 | 350 | 2025-01-01
211034562 | CONCORD | 4DHP2S24S-1P | D33C224S4-*P | 12.3 | 21.5 | 9.6 | Yes | Both | 3 | 600 | 800 | 150 | 350 | 2025-01-01
211034563 | CONCORD | 4DHP2S36S-1P | D33C236S4-*P | 9.4 | 19.2 | 8.7 | No | N/A | 2 | 500 | 700 | 100 | 300 | 2025-01-01
211034564 | CONCORD | 4DHP2S48S-1P | D33C248S4-*P | 9.5 | 18.5 | 9.8 | No | N/A | 3 | 600 | 800 | 150 | 350 | 2025-01-01
211034565 | CONCORD | 4DHV2S09S-1L | DWH209S4-*L | 12.5 | 21.5 | 9.1 | Yes | Both | 3 | 600 | 800 | 150 | 350 | 2025-01-01
211034566 | CONCORD | 4DHV2S12S-1L | DWH212S4-*L | 10.3 | 20.8 | 8.7 | No | N/A | 2 | 500 | 700 | 100 | 300 | 2025-01-01
211034567 | CONCORD | 4DHV2S09S-1P | DWH209S4-*P | 12.6 | 21.7 | 9.4 | Yes | Both | 3 | 600 | 800 | 150 | 350 | 2025-01-01
211034568 | CONCORD | 4DHV2S12S-1P | DWH212S4-*P | 10.8 | 21.4 | 9.2 | No | N/A | 3 | 600 | 800 | 150 | 350 | 2025-01-01
211034569 | CONCORD | 4DHV2S18S-1P | DWH218S4-*P | 10.8 | 19.5 | 8.7 | No | N/A | 2 | 500 | 700 | 100 | 300 | 2025-01-01
211034570 | CONCORD | 4DHV2S24S-1P | DWH224S4-*P | 9.5 | 18.5 | 8.6 | No | N/A | 2 | 500 | 700 | 100 | 300 | 2025-01-01
210605820 | Conforto | MHMZ548DA |  | 11.7 | 20.9 | 9 | Yes | Both | 3 | 600 | 800 | 150 | 350 | 2025-01-01
210605811 | Conforto | MHMZ218DA |  | 12 | 19 | 9.3 | No | N/A | 3 | 600 | 800 | 150 | 350 | 2025-01-01
210605814 | Conforto | MHMZ327DA |  | 11.7 | 20 | 9.5 | Yes | Both | 3 | 600 | 800 | 150 | 350 | 2025-01-01
210605817 | Conforto | MHMZ436DA |  | 11.7 | 19 | 10 | Yes | No | 4 | 700 | 900 | 150 | 350 | 2025-01-01
210605819 | Conforto | MHMZ548DA |  | 11.7 | 21.8 | 9.8 | Yes | Both | 3 | 600 | 800 | 150 | 350 | 2025-01-01
210605813 | Conforto | MHMZ327DA |  | 12.5 | 23 | 10.6 | Yes | Both | 4 | 700 | 900 | 150 | 350 | 2025-01-01
210605816 | Conforto | MHMZ436DA |  | 13.6 | 22.2 | 10.3 | Yes | Both | 4 | 700 | 900 | 150 | 350 | 2025-01-01
210605810 | Conforto | MHMZ218DA |  | 12.5 | 22 | 9.8 | No | N/A | 3 | 600 | 800 | 150 | 350 | 2025-01-01
210605812 | Conforto | MHMZ218DA |  | 12.25 | 20.5 | 9.55 | No | N/A | 3 | 600 | 800 | 150 | 350 | 2025-01-01
210605815 | Conforto | MHMZ327DA |  | 12.1 | 21.5 | 10.05 | Yes | Both | 4 | 700 | 900 | 150 | 350 | 2025-01-01
210605818 | Conforto | MHMZ436DA |  | 12.65 | 20.6 | 10.15 | Yes | Both | 4 | 700 | 900 | 150 | 350 | 2025-01-01
210605821 | Conforto | MHMZ548DA |  | 11.7 | 21.35 | 9.4 | Yes | Both | 3 | 600 | 800 | 150 | 350 | 2025-01-01
210605795 | Conforto | ADSZ109DA | ADWAL09DA | 10.5 | 18.5 | 8.8 | Yes | Yes | 2 | 500 | 700 | 100 | 300 | 2025-01-01
210605796 | Conforto | ADSZ112DA | ADWAL12DA | 8.8 | 17.6 | 8.8 | No | N/A | 2 | 500 | 700 | 100 | 300 | 2025-01-01
210605797 | Conforto | ADSZ118DA | ADWAL18DA | 9.9 | 18.3 | 8.7 | No | N/A | 2 | 500 | 700 | 100 | 300 | 2025-01-01
210605799 | Conforto | ADSZ130DA | ADWAL30DA | 11 | 21 | 9.1 | No | N/A | 3 | 600 | 800 | 150 | 350 | 2025-01-01
210605800 | Conforto | ADSZ136DA | ADWAL36DA | 8.5 | 17.5 | 8.7 | No | N/A | 2 | 500 | 700 | 100 | 300 | 2025-01-01
210605801 | Conforto | MHSZ106DA | MHWAL06DA | 15.8 | 26.5 | 13.6 | Yes | Both | 4 | 700 | 900 | 150 | 350 | 2025-01-01
210605802 | Conforto | MHSZ109DA | MHWAL09DA | 16.2 | 28.1 | 11.5 | Yes | Both | 4 | 700 | 900 | 150 | 350 | 2025-01-01
210605803 | Conforto | MHSZ112DA | MHWAL12DA | 14 | 25.5 | 10.4 | Yes | Both | 4 | 700 | 900 | 150 | 350 | 2025-01-01
210605804 | Conforto | MHSZ118DA | MHWAL18DA | 12.5 | 21.5 | 11.3 | Yes | Both | 4 | 700 | 900 | 150 | 350 | 2025-01-01
210605805 | Conforto | MHSZ124DA | MHWAL24DA | 13 | 21.5 | 11.4 | No | N/A | 4 | 700 | 900 | 150 | 350 | 2025-01-01
210605806 | Conforto | MHSZ109DA | MHCAS09DA | 13 | 20.5 | 10.3 | Yes | Both | 4 | 700 | 900 | 150 | 350 | 2025-01-01
210605807 | Conforto | MHSZ112DA | MHCAS12DA | 12.7 | 22.3 | 10.2 | Yes | Both | 4 | 700 | 900 | 150 | 350 | 2025-01-01
210605808 | Conforto | MHSZ118DA | MHCAS18DA | 12.5 | 20 | 9.5 | Yes | Both | 3 | 600 | 800 | 150 | 350 | 2025-01-01
210605809 | Conforto | MHSZ124DA | MHCAS24DA | 11 | 20.5 | 11.5 | No | N/A | 4 | 700 | 900 | 150 | 350 | 2025-01-01
213296000 | CONFORTOTAL | CICON182-M |  | 11 | 20 | 8.5 | No | N/A | 2 | 500 | 700 | 100 | 300 | 2025-01-01
213296001 | CONFORTOTAL | CICON242-M |  | 11 | 20 | 8.5 | No | N/A | 2 | 500 | 700 | 100 | 300 | 2025-01-01
213296002 | CONFORTOTAL | CICON272-M |  | 10 | 19 | 8.5 | No | N/A | 2 | 500 | 700 | 100 | 300 | 2025-01-01
213296003 | CONFORTOTAL | CICON362-M |  | 10 | 19 | 8.5 | No | N/A | 2 | 500 | 700 | 100 | 300 | 2025-01-01
215213723 | CONTINENTAL | CDHAMB-27-O |  | 12 | 19 | 9.5 | Yes | Both | 3 | 600 | 800 | 150 | 350 | 2025-01-01
215213729 | CONTINENTAL | NDHAMB-36-O |  | 12 | 19.4 | 10.4 | Yes | Both | 4 | 700 | 900 | 150 | 350 | 2025-01-01
215931370 | CONTINENTAL | CDHAMBB-18-O |  | 15 | 25 | 10.4 | Yes | Both | 4 | 700 | 900 | 150 | 350 | 2025-01-01
215931371 | CONTINENTAL | CDHAMBB-27-O |  | 12.5 | 23 | 10.5 | Yes | Both | 4 | 700 | 900 | 150 | 350 | 2025-01-01
215931372 | CONTINENTAL | CDHAMBB-36-O |  | 13 | 23 | 10.7 | Yes | Both | 4 | 700 | 900 | 150 | 350 | 2025-01-01
215213728 | CONTINENTAL | CDHAMB-36-O |  | 13 | 23 | 10.7 | Yes | Both | 4 | 700 | 900 | 150 | 350 | 2025-01-01
215213722 | CONTINENTAL | CDHAMB-27-O |  | 12.5 | 23 | 10.5 | Yes | Both | 4 | 700 | 900 | 150 | 350 | 2025-01-01
213386541 | CONTINENTAL | CDHAM-28-O |  | 11.8 | 22.6 | 9.8 | Yes | Both | 3 | 600 | 800 | 150 | 350 | 2025-01-01
213386544 | CONTINENTAL | CDHAM-36-O |  | 12.5 | 20 | 9.7 | Yes | Both | 3 | 600 | 800 | 150 | 350 | 2025-01-01
215213724 | CONTINENTAL | CDHAMB-27-O |  | 12.25 | 21 | 10 | Yes | Both | 4 | 700 | 900 | 150 | 350 | 2025-01-01
215213730 | CONTINENTAL | NDHAMB-36-O |  | 12.5 | 21.2 | 10.55 | Yes | Both | 4 | 700 | 900 | 150 | 350 | 2025-01-01
216706206 | CONTINENTAL | CDHAS26B-33-O | CDHAS26B-33-I | 12 | 19.5 | 10.5 | Yes | Both | 4 | 700 | 900 | 150 | 350 | 2025-01-01
215931357 | CONTINENTAL | CDHAS22BA-12-O | CDHAS22BB-12-I | 12.2 | 23.1 | 11.5 | Yes | Both | 4 | 700 | 900 | 150 | 350 | 2025-01-01
215931358 | CONTINENTAL | CDHAS22BA-18-O | CDHAS22BB-18-I | 13.5 | 24 | 11.1 | Yes | Both | 4 | 700 | 900 | 150 | 350 | 2025-01-01
215931359 | CONTINENTAL | CDHAS22BA-24-O | CDHAS22BB-24-I | 13 | 23.5 | 10 | Yes | Both | 4 | 700 | 900 | 150 | 350 | 2025-01-01
215931365 | CONTINENTAL | CDHAS26BA-09-O | CDHAS26BA-09-I | 15.4 | 27.4 | 12.5 | Yes | Both | 4 | 700 | 900 | 150 | 350 | 2025-01-01
215931366 | CONTINENTAL | CDHAS26BA-12-O | CDHAS26BA-12-I | 13.4 | 25.4 | 10.5 | Yes | Both | 4 | 700 | 900 | 150 | 350 | 2025-01-01
215931367 | CONTINENTAL | CDHAS26BA-18-O | CDHAS26BA-18-I | 12.5 | 21.4 | 11 | Yes | Both | 4 | 700 | 900 | 150 | 350 | 2025-01-01
215931368 | CONTINENTAL | CDHAS26BA-24-O | CDHAS26BA-24-I | 13 | 21 | 13.5 | Yes | Both | 4 | 700 | 900 | 150 | 350 | 2025-01-01
215931369 | CONTINENTAL | CDHAS26BA-33-O | CDHAS26BA-33-I | 12 | 19.5 | 10.5 | Yes | Both | 4 | 700 | 900 | 150 | 350 | 2025-01-01
215213711 | CONTINENTAL | CDHAS22B-12-O | CDHAS22B-12-I | 12.2 | 23.1 | 11.5 | Yes | Both | 4 | 700 | 900 | 150 | 350 | 2025-01-01
215213712 | CONTINENTAL | CDHAS22B-18-O | CDHAS22B-18-I | 13.5 | 24 | 11.1 | Yes | Both | 4 | 700 | 900 | 150 | 350 | 2025-01-01
215213713 | CONTINENTAL | CDHAS22B-24-O | CDHAS22B-24-I | 13 | 23.5 | 10 | Yes | Both | 4 | 700 | 900 | 150 | 350 | 2025-01-01
215213714 | CONTINENTAL | CDHAS26B-09-O | CDHAS26B-09-I | 15.4 | 27.4 | 12.5 | Yes | Both | 4 | 700 | 900 | 150 | 350 | 2025-01-01
215213715 | CONTINENTAL | CDHAS26B-12-O | CDHAS26B-12-I | 13.4 | 25.4 | 10.5 | Yes | Both | 4 | 700 | 900 | 150 | 350 | 2025-01-01
215213716 | CONTINENTAL | CDHAS26B-18-O | CDHAS26B-18-I | 12.5 | 21.4 | 11 | Yes | Both | 4 | 700 | 900 | 150 | 350 | 2025-01-01
215213717 | CONTINENTAL | CDHAS26B-24-O | CDHAS26B-24-I | 15 | 25.6 | 16.2 | Yes | Both | 4 | 700 | 900 | 150 | 350 | 2025-01-01
215213718 | CONTINENTAL | CDHAS26B-36-O | CDHAS26B-36-I | 8.6 | 19 | 8.5 | No | N/A | 2 | 500 | 700 | 100 | 300 | 2025-01-01
213386535 | CONTINENTAL | CDHAS22-24-O | CDHAS22-24-I | 13 | 21 | 8.5 | Yes | No | 2 | 500 | 700 | 100 | 300 | 2025-01-01
213386536 | CONTINENTAL | CDHAS26-18-O | CDHAS26-18-I | 12.5 | 21.5 | 11.3 | Yes | Both | 4 | 700 | 900 | 150 | 350 | 2025-01-01
213386537 | CONTINENTAL | CDHAS26-24-O | CDHAS26-24-I | 13 | 21.5 | 11.4 | Yes | Both | 4 | 700 | 900 | 150 | 350 | 2025-01-01
213386538 | CONTINENTAL | CDHAS22-12-O | CDHAS22-12-I | 13 | 23.1 | 10.8 | Yes | Both | 4 | 700 | 900 | 150 | 350 | 2025-01-01
213386539 | CONTINENTAL | CDHAS26-12-O | CDHAS26-12-I | 14 | 25.5 | 10.4 | Yes | Both | 4 | 700 | 900 | 150 | 350 | 2025-01-01
213386540 | CONTINENTAL | CDHAS22-18-O | CDHAS22-18-I | 13.5 | 24 | 10.5 | Yes | Both | 4 | 700 | 900 | 150 | 350 | 2025-01-01
207590853 | Convectair | 8522-C48-O |  | 11.7 | 20.9 | 9 | No | N/A | 3 | 600 | 800 | 150 | 350 | 2025-01-01
207590847 | Convectair | 8222-C18-O |  | 12 | 19 | 9.3 | No | N/A | 3 | 600 | 800 | 150 | 350 | 2025-01-01
207590850 | Convectair | 8322-C27-O |  | 11.7 | 20 | 9.5 | No | N/A | 3 | 600 | 800 | 150 | 350 | 2025-01-01
207657623 | Convectair | 8422-C36-O |  | 11.7 | 19 | 10 | No | N/A | 4 | 700 | 900 | 150 | 350 | 2025-01-01
207657622 | Convectair | 8422-C36-O |  | 13.6 | 22.2 | 10.3 | No | N/A | 4 | 700 | 900 | 150 | 350 | 2025-01-01
207590849 | Convectair | 8322-C27-O |  | 12.5 | 23 | 10.6 | No | N/A | 4 | 700 | 900 | 150 | 350 | 2025-01-01
207590852 | Convectair | 8522-C48-O |  | 11.7 | 21.8 | 9.8 | No | N/A | 3 | 600 | 800 | 150 | 350 | 2025-01-01
207590846 | Convectair | 8222-C18-O |  | 12.5 | 22 | 9.8 | No | N/A | 3 | 600 | 800 | 150 | 350 | 2025-01-01
207590848 | Convectair | 8222-C18-O |  | 12.25 | 20.5 | 9.55 | No | N/A | 3 | 600 | 800 | 150 | 350 | 2025-01-01
207590851 | Convectair | 8322-C27-O |  | 12.1 | 21.5 | 10.05 | No | N/A | 4 | 700 | 900 | 150 | 350 | 2025-01-01
207590854 | Convectair | 8522-C48-O |  | 11.7 | 21.35 | 9.4 | No | N/A | 3 | 600 | 800 | 150 | 350 | 2025-01-01
207657624 | Convectair | 8422-C36-O |  | 12.65 | 20.6 | 10.15 | No | N/A | 4 | 700 | 900 | 150 | 350 | 2025-01-01
207709200 | Convectair | 8016-C09-O | 8016-C09-I | 10.5 | 18.5 | 8.8 | No | N/A | 2 | 500 | 700 | 100 | 300 | 2025-01-01
207709201 | Convectair | 8016-C12-O | 8016-C12-I | 8.8 | 17.6 | 8.8 | No | N/A | 2 | 500 | 700 | 100 | 300 | 2025-01-01
207709202 | Convectair | 8016-C18-O | 8016-C18-I | 9.9 | 18.3 | 8.7 | No | N/A | 2 | 500 | 700 | 100 | 300 | 2025-01-01
207709204 | Convectair | 8028-C09-O | 8028-C09-I | 16.2 | 28.1 | 11.5 | No | N/A | 4 | 700 | 900 | 150 | 350 | 2025-01-01
207709205 | Convectair | 8028-C12-O | 8028-C12-I | 14 | 25.5 | 10.4 | No | N/A | 4 | 700 | 900 | 150 | 350 | 2025-01-01
207709206 | Convectair | 8028-C18-O | 8028-C18-I | 12.5 | 21.5 | 11.3 | No | N/A | 4 | 700 | 900 | 150 | 350 | 2025-01-01
207709207 | Convectair | 8028-C24-O | 8028-C24-I | 13 | 21.5 | 11.4 | No | N/A | 4 | 700 | 900 | 150 | 350 | 2025-01-01
206422436 | Convectair | 8090-O | 8090-I | 15.6 | 25 | 11 | No | N/A | 4 | 700 | 900 | 150 | 350 | 2025-01-01
206422437 | Convectair | 8120-O | 8120-I | 13.5 | 23.6 | 9.5 | No | N/A | 3 | 600 | 800 | 150 | 350 | 2025-01-01
206422438 | Convectair | 8180-O | 8180-I | 12.5 | 19.4 | 10 | No | N/A | 4 | 700 | 900 | 150 | 350 | 2025-01-01
206422439 | Convectair | 8240-O | 8240-I | 11.7 | 18.9 | 10.4 | No | N/A | 4 | 700 | 900 | 150 | 350 | 2025-01-01
213928541 | cool-living | CL-09HA1-OUT | CL-09HA1-IN | 10 | 19 | 8.5 | No | N/A | 2 | 500 | 700 | 100 | 300 | 2025-01-01
213968906 | cool-living | CL-18HA2-OUT | CL-18HA2-IN | 13 | 22 | 9 | No | N/A | 3 | 600 | 800 | 150 | 350 | 2025-01-01
213968907 | cool-living | CL-24HA2-OUT | CL-24HA2-IN | 12.5 | 20 | 9 | No | N/A | 3 | 600 | 800 | 150 | 350 | 2025-01-01
213928542 | cool-living | CL-12HA1-OUT | CL-12HA1-IN | 10 | 19 | 8.5 | No | N/A | 2 | 500 | 700 | 100 | 300 | 2025-01-01
213968905 | cool-living | CL-12HA2-OUT | CL-12HA2-IN | 13 | 23 | 9.5 | No | N/A | 3 | 600 | 800 | 150 | 350 | 2025-01-01
216740990 | COOL-MAGIC | YSA-12HRDN1-21BOU | YSA-12HRDN1-21B | 10 | 20 | 8.5 | No | N/A | 2 | 500 | 700 | 100 | 300 | 2025-01-01
216740991 | COOL-MAGIC | YSA-18HRDN1-21OU | YSA-18HRDN1-21 | 12 | 21 | 9 | No | N/A | 3 | 600 | 800 | 150 | 350 | 2025-01-01
216740992 | COOL-MAGIC | YSA-24HRDN1-21OU | YSA-24HRDN1-21 | 12 | 21 | 10 | No | N/A | 4 | 700 | 900 | 150 | 350 | 2025-01-01
206366286 | COOLTEK | DX4-12RFMD | DX4-12RFMD | 13 | 21.3 | 8.4 | No | N/A | 1 | 400 | 600 | 100 | 300 | 2025-01-01
208119919 | Cooper & Hunter | CHV6-48URBM |  | 10.2 | 16.5 | 8.55 | No | N/A | 2 | 500 | 700 | 100 | 300 | 2025-01-01
208119920 | Cooper & Hunter | CHV6-60URBM |  | 9.2 | 16 | 9 | No | N/A | 3 | 600 | 800 | 150 | 350 | 2025-01-01
208119918 | Cooper & Hunter | CHV6-36URBM |  | 12.6 | 16.5 | 10 | No | N/A | 4 | 700 | 900 | 150 | 350 | 2025-01-01
217026543 | Cooper & Hunter | CHV6-RS24URBM |  | 11.5 | 18.15 | 8.5 | No | N/A | 2 | 500 | 700 | 100 | 300 | 2025-01-01
217026544 | Cooper & Hunter | CHV6-RS36URBM |  | 11.3 | 17 | 9 | No | N/A | 3 | 600 | 800 | 150 | 350 | 2025-01-01
217026545 | Cooper & Hunter | CHV6-RS48URBM |  | 9.3 | 17 | 8.5 | No | N/A | 2 | 500 | 700 | 100 | 300 | 2025-01-01
217026558 | Cooper & Hunter | CHV6-RS60URBMHH |  | 10.5 | 17 | 10.1 | No | N/A | 4 | 700 | 900 | 150 | 350 | 2025-01-01
217026552 | Cooper & Hunter | CHV6-RS36URBMHH |  | 12.5 | 17.5 | 10.1 | No | N/A | 4 | 700 | 900 | 150 | 350 | 2025-01-01
217026555 | Cooper & Hunter | CHV6-RS48URBMHH |  | 12 | 17 | 10.1 | No | N/A | 4 | 700 | 900 | 150 | 350 | 2025-01-01
217026556 | Cooper & Hunter | CHV6-RS48URBMHH |  | 12 | 22 | 10.8 | No | N/A | 4 | 700 | 900 | 150 | 350 | 2025-01-01
217026553 | Cooper & Hunter | CHV6-RS36URBMHH |  | 13 | 23 | 10.8 | No | N/A | 4 | 700 | 900 | 150 | 350 | 2025-01-01
217026559 | Cooper & Hunter | CHV6-RS60URBMHH |  | 11 | 21.5 | 11 | No | N/A | 4 | 700 | 900 | 150 | 350 | 2025-01-01
217026546 | Cooper & Hunter | CHV6-RS24URBM |  | 12 | 18.15 | 9 | No | N/A | 3 | 600 | 800 | 150 | 350 | 2025-01-01
217026547 | Cooper & Hunter | CHV6-RS36URBM |  | 12.6 | 23 | 9.35 | No | N/A | 3 | 600 | 800 | 150 | 350 | 2025-01-01
217026548 | Cooper & Hunter | CHV6-RS48URBM |  | 12 | 23.3 | 9 | No | N/A | 3 | 600 | 800 | 150 | 350 | 2025-01-01
208119922 | Cooper & Hunter | CHV6-48URBM |  | 12.6 | 18.5 | 10 | No | N/A | 4 | 700 | 900 | 150 | 350 | 2025-01-01
208119923 | Cooper & Hunter | CHV6-60URBM |  | 10 | 18 | 10 | No | N/A | 4 | 700 | 900 | 150 | 350 | 2025-01-01
208119921 | Cooper & Hunter | CHV6-36URBM |  | 14.2 | 19.5 | 10.4 | No | N/A | 4 | 700 | 900 | 150 | 350 | 2025-01-01
214314846 | Cooper & Hunter | CHV6-28URBM |  | 11.5 | 18.7 | 8.65 | No | N/A | 2 | 500 | 700 | 100 | 300 | 2025-01-01
214314847 | Cooper & Hunter | CHV6-28URBM |  | 11.3 | 17.3 | 8.2 | No | N/A | 1 | 400 | 600 | 100 | 300 | 2025-01-01
208119924 | Cooper & Hunter | CHV6-36URBM |  | 13.4 | 18 | 10.2 | No | N/A | 4 | 700 | 900 | 150 | 350 | 2025-01-01
208119925 | Cooper & Hunter | CHV6-48URBM |  | 11.4 | 17.5 | 9.28 | No | N/A | 3 | 600 | 800 | 150 | 350 | 2025-01-01
208119926 | Cooper & Hunter | CHV6-60URBM |  | 9.6 | 17 | 9.5 | No | N/A | 3 | 600 | 800 | 150 | 350 | 2025-01-01
217026549 | Cooper & Hunter | CHV6-RS24URBM |  | 11.75 | 18.15 | 8.75 | No | N/A | 2 | 500 | 700 | 100 | 300 | 2025-01-01
217026550 | Cooper & Hunter | CHV6-RS36URBM |  | 11.95 | 17 | 9.2 | No | N/A | 3 | 600 | 800 | 150 | 350 | 2025-01-01
217026551 | Cooper & Hunter | CHV6-RS48URBM |  | 10.65 | 17 | 8.75 | No | N/A | 2 | 500 | 700 | 100 | 300 | 2025-01-01
217026560 | Cooper & Hunter | CHV6-RS60URBMHH |  | 10.75 | 19.25 | 10.55 | No | N/A | 4 | 700 | 900 | 150 | 350 | 2025-01-01
217026554 | Cooper & Hunter | CHV6-RS36URBMHH |  | 12.75 | 20.25 | 10.45 | No | N/A | 4 | 700 | 900 | 150 | 350 | 2025-01-01
217026557 | Cooper & Hunter | CHV6-RS48URBMHH |  | 12 | 19.5 | 10.45 | No | N/A | 4 | 700 | 900 | 150 | 350 | 2025-01-01
210799520 | Cooper&Hunter | CH28MSPH230VO |  | 11 | 20 | 8.5 | No | N/A | 2 | 500 | 700 | 100 | 300 | 2025-01-01
210799522 | Cooper&Hunter | CH36MSPH230VO |  | 10 | 18.5 | 8.7 | No | N/A | 2 | 500 | 700 | 100 | 300 | 2025-01-01
210799617 | Cooper&Hunter | CH-18MES-230VO |  | 12 | 19 | 9.8 | Yes | Both | 3 | 600 | 800 | 150 | 350 | 2025-01-01
210799620 | Cooper&Hunter | CH-28MES-230VO |  | 11.7 | 21 | 9.2 | Yes | No | 3 | 600 | 800 | 150 | 350 | 2025-01-01
210799623 | Cooper&Hunter | CH-36MES-230VO |  | 11 | 20 | 9.2 | No | N/A | 3 | 600 | 800 | 150 | 350 | 2025-01-01
210799626 | Cooper&Hunter | CH-48MES-230VO |  | 10.8 | 20.5 | 9.7 | No | N/A | 3 | 600 | 800 | 150 | 350 | 2025-01-01
210799629 | Cooper&Hunter | CH-HPR19M-230VO |  | 12 | 19 | 9.3 | Yes | Both | 3 | 600 | 800 | 150 | 350 | 2025-01-01
210799632 | Cooper&Hunter | CH-HPR28M-230VO |  | 11.7 | 20 | 9.5 | Yes | Both | 3 | 600 | 800 | 150 | 350 | 2025-01-01
210799637 | Cooper&Hunter | CH-HPR48M-230VO |  | 11.7 | 20.9 | 9 | Yes | Both | 3 | 600 | 800 | 150 | 350 | 2025-01-01
210799635 | Cooper&Hunter | CH-HPR36M-230VO |  | 11.7 | 19 | 10 | Yes | No | 4 | 700 | 900 | 150 | 350 | 2025-01-01
210799642 | Cooper&Hunter | CH-55MES-230VO |  | 10.5 | 19 | 8.6 | No | N/A | 2 | 500 | 700 | 100 | 300 | 2025-01-01
210799479 | Cooper&Hunter | CH-HYP36MSPH-230VO |  | 11.7 | 19 | 9.5 | No | N/A | 3 | 600 | 800 | 150 | 350 | 2025-01-01
210799645 | Cooper&Hunter | CH-HPR55M-230VO |  | 10.5 | 18.8 | 9.3 | No | N/A | 3 | 600 | 800 | 150 | 350 | 2025-01-01
215864282 | Cooper&Hunter | CH-RVHP55M-230VO |  | 11.7 | 20 | 10.7 | Yes | Both | 4 | 700 | 900 | 150 | 350 | 2025-01-01
215864255 | Cooper&Hunter | CH-R18MES-230VO |  | 12 | 20 | 10 | Yes | Both | 4 | 700 | 900 | 150 | 350 | 2025-01-01
215864258 | Cooper&Hunter | CH-R28MES-230VO |  | 12 | 21 | 9 | Yes | Both | 3 | 600 | 800 | 150 | 350 | 2025-01-01
215864261 | Cooper&Hunter | CH-R36MES-230VO |  | 11.7 | 20 | 9.2 | Yes | Both | 3 | 600 | 800 | 150 | 350 | 2025-01-01
215864264 | Cooper&Hunter | CH-R48MES-230VO |  | 12 | 20.4 | 10.6 | Yes | Both | 4 | 700 | 900 | 150 | 350 | 2025-01-01
215864267 | Cooper&Hunter | CH-R60MES-230VO |  | 10 | 18 | 9.2 | No | N/A | 3 | 600 | 800 | 150 | 350 | 2025-01-01
215864270 | Cooper&Hunter | CH-RVHP19M-230VO |  | 13 | 20 | 10 | Yes | Both | 4 | 700 | 900 | 150 | 350 | 2025-01-01
215864273 | Cooper&Hunter | CH-RVHP28M-230VO |  | 12 | 19 | 9.5 | Yes | Both | 3 | 600 | 800 | 150 | 350 | 2025-01-01
215864276 | Cooper&Hunter | CH-RVHP36M-230VO |  | 12 | 19.4 | 10.4 | Yes | Both | 4 | 700 | 900 | 150 | 350 | 2025-01-01
215864279 | Cooper&Hunter | CH-RVHP48M-230VO |  | 11.7 | 20.4 | 11 | Yes | Both | 4 | 700 | 900 | 150 | 350 | 2025-01-01
215864281 | Cooper&Hunter | CH-RVHP55M-230VO |  | 12 | 22.2 | 10.5 | Yes | Both | 4 | 700 | 900 | 150 | 350 | 2025-01-01
215864275 | Cooper&Hunter | CH-RVHP36M-230VO |  | 13 | 23 | 10.7 | Yes | Both | 4 | 700 | 900 | 150 | 350 | 2025-01-01
215864278 | Cooper&Hunter | CH-RVHP48M-230VO |  | 12 | 23 | 11 | Yes | Both | 4 | 700 | 900 | 150 | 350 | 2025-01-01
215864269 | Cooper&Hunter | CH-RVHP19M-230VO |  | 15 | 25 | 10.4 | Yes | Both | 4 | 700 | 900 | 150 | 350 | 2025-01-01
215864272 | Cooper&Hunter | CH-RVHP28M-230VO |  | 12.5 | 23 | 10.5 | Yes | Both | 4 | 700 | 900 | 150 | 350 | 2025-01-01
215864263 | Cooper&Hunter | CH-R48MES-230VO |  | 12.5 | 24 | 10.3 | Yes | Both | 4 | 700 | 900 | 150 | 350 | 2025-01-01
215864266 | Cooper&Hunter | CH-R60MES-230VO |  | 10 | 22 | 9.5 | No | N/A | 3 | 600 | 800 | 150 | 350 | 2025-01-01
215864257 | Cooper&Hunter | CH-R28MES-230VO |  | 13 | 25 | 9.5 | Yes | Both | 3 | 600 | 800 | 150 | 350 | 2025-01-01
215864260 | Cooper&Hunter | CH-R36MES-230VO |  | 12 | 24 | 9.5 | Yes | Both | 3 | 600 | 800 | 150 | 350 | 2025-01-01
215864254 | Cooper&Hunter | CH-R18MES-230VO |  | 14 | 25.1 | 9.8 | Yes | Both | 3 | 600 | 800 | 150 | 350 | 2025-01-01
210799477 | Cooper&Hunter | CH-HYP36MSPH-230VO |  | 13.5 | 21.5 | 9.5 | Yes | Both | 3 | 600 | 800 | 150 | 350 | 2025-01-01
210799641 | Cooper&Hunter | CH-55MES-230VO |  | 10.5 | 21.3 | 9.1 | No | N/A | 3 | 600 | 800 | 150 | 350 | 2025-01-01
210799636 | Cooper&Hunter | CH-HPR48M-230VO |  | 11.7 | 21.8 | 9.8 | Yes | Both | 3 | 600 | 800 | 150 | 350 | 2025-01-01
210799631 | Cooper&Hunter | CH-HPR28M-230VO |  | 12.5 | 23 | 10.6 | Yes | Both | 4 | 700 | 900 | 150 | 350 | 2025-01-01
210799634 | Cooper&Hunter | CH-HPR36M-230VO |  | 13.6 | 22.2 | 10.3 | Yes | Both | 4 | 700 | 900 | 150 | 350 | 2025-01-01
210799625 | Cooper&Hunter | CH-48MES-230VO |  | 12.5 | 23.4 | 8.7 | Yes | No | 2 | 500 | 700 | 100 | 300 | 2025-01-01
210799628 | Cooper&Hunter | CH-HPR19M-230VO |  | 12.5 | 22 | 9.8 | Yes | Both | 3 | 600 | 800 | 150 | 350 | 2025-01-01
210799619 | Cooper&Hunter | CH-28MES-230VO |  | 12.7 | 24.6 | 9.5 | Yes | No | 3 | 600 | 800 | 150 | 350 | 2025-01-01
210799622 | Cooper&Hunter | CH-36MES-230VO |  | 11.7 | 23.9 | 9.5 | Yes | No | 3 | 600 | 800 | 150 | 350 | 2025-01-01
210799480 | Cooper&Hunter | CH-HYP28MSPH-230VO |  | 12.5 | 22 | 9 | Yes | Both | 3 | 600 | 800 | 150 | 350 | 2025-01-01
210799616 | Cooper&Hunter | CH-18MES-230VO |  | 13.9 | 22.9 | 10.5 | Yes | No | 4 | 700 | 900 | 150 | 350 | 2025-01-01
210799474 | Cooper&Hunter | CH-HYP19MSPH-230VO |  | 12.5 | 21.5 | 9 | Yes | Both | 3 | 600 | 800 | 150 | 350 | 2025-01-01
210799444 | Cooper&Hunter | CH28MSPH230VO |  | 12.5 | 23 | 9.2 | Yes | No | 3 | 600 | 800 | 150 | 350 | 2025-01-01
210799644 | Cooper&Hunter | CH-HPR55M-230VO |  | 10.5 | 22 | 9.5 | No | N/A | 3 | 600 | 800 | 150 | 350 | 2025-01-01
210799421 | Cooper&Hunter | CH18MSPH230VO |  | 11.7 | 20.5 | 8.9 | Yes | No | 2 | 500 | 700 | 100 | 300 | 2025-01-01
210799423 | Cooper&Hunter | CH36MSPH230VO |  | 10.8 | 22.5 | 9.2 | No | N/A | 3 | 600 | 800 | 150 | 350 | 2025-01-01
210799424 | Cooper&Hunter | CH48MSPH230VO |  | 11.6 | 21.5 | 8.7 | No | N/A | 2 | 500 | 700 | 100 | 300 | 2025-01-01
210799482 | Cooper&Hunter | CH-HYP28MSPH-230VO |  | 11.75 | 20 | 8.5 | No | N/A | 2 | 500 | 700 | 100 | 300 | 2025-01-01
210799476 | Cooper&Hunter | CH-HYP19MSPH-230VO |  | 11.75 | 19.25 | 8.5 | No | N/A | 2 | 500 | 700 | 100 | 300 | 2025-01-01
210799618 | Cooper&Hunter | CH-18MES-230VO |  | 12.95 | 20.95 | 10.15 | Yes | No | 4 | 700 | 900 | 150 | 350 | 2025-01-01
210799621 | Cooper&Hunter | CH-28MES-230VO |  | 12.2 | 22.8 | 9.35 | Yes | No | 3 | 600 | 800 | 150 | 350 | 2025-01-01
210799523 | Cooper&Hunter | CH36MSPH230VO |  | 10.75 | 20.5 | 8.85 | No | N/A | 2 | 500 | 700 | 100 | 300 | 2025-01-01
210799630 | Cooper&Hunter | CH-HPR19M-230VO |  | 12.25 | 20.5 | 9.55 | Yes | Both | 3 | 600 | 800 | 150 | 350 | 2025-01-01
210799627 | Cooper&Hunter | CH-48MES-230VO |  | 11.65 | 21.95 | 9.2 | No | N/A | 3 | 600 | 800 | 150 | 350 | 2025-01-01
210799624 | Cooper&Hunter | CH-36MES-230VO |  | 11.35 | 21.95 | 9.35 | No | N/A | 3 | 600 | 800 | 150 | 350 | 2025-01-01
210799633 | Cooper&Hunter | CH-HPR28M-230VO |  | 12.1 | 21.5 | 10.05 | Yes | Both | 4 | 700 | 900 | 150 | 350 | 2025-01-01
210799638 | Cooper&Hunter | CH-HPR48M-230VO |  | 11.7 | 21.35 | 9.4 | Yes | Both | 3 | 600 | 800 | 150 | 350 | 2025-01-01
210799639 | Cooper&Hunter | CH-HPR36M-230VO |  | 12.65 | 20.6 | 10.15 | Yes | Both | 4 | 700 | 900 | 150 | 350 | 2025-01-01
210799643 | Cooper&Hunter | CH-55MES-230VO |  | 10.5 | 20.15 | 8.85 | No | N/A | 2 | 500 | 700 | 100 | 300 | 2025-01-01
210799478 | Cooper&Hunter | CH-HYP36MSPH-230VO |  | 12.6 | 20.25 | 9.5 | No | N/A | 3 | 600 | 800 | 150 | 350 | 2025-01-01
210799646 | Cooper&Hunter | CH-HPR55M-230VO |  | 10.5 | 20.4 | 9.4 | No | N/A | 3 | 600 | 800 | 150 | 350 | 2025-01-01
215864256 | Cooper&Hunter | CH-R18MES-230VO |  | 13 | 22.55 | 9.9 | Yes | Both | 3 | 600 | 800 | 150 | 350 | 2025-01-01
215864259 | Cooper&Hunter | CH-R28MES-230VO |  | 12.5 | 23 | 9.25 | Yes | Both | 3 | 600 | 800 | 150 | 350 | 2025-01-01
215864265 | Cooper&Hunter | CH-R48MES-230VO |  | 12.25 | 22.2 | 10.45 | Yes | Both | 4 | 700 | 900 | 150 | 350 | 2025-01-01
215864262 | Cooper&Hunter | CH-R36MES-230VO |  | 11.85 | 22 | 9.35 | Yes | Both | 3 | 600 | 800 | 150 | 350 | 2025-01-01
215864268 | Cooper&Hunter | CH-R60MES-230VO |  | 10 | 20 | 9.35 | No | N/A | 3 | 600 | 800 | 150 | 350 | 2025-01-01
215864271 | Cooper&Hunter | CH-RVHP19M-230VO |  | 14 | 22.5 | 10.2 | Yes | Both | 4 | 700 | 900 | 150 | 350 | 2025-01-01
215864280 | Cooper&Hunter | CH-RVHP48M-230VO |  | 11.85 | 21.7 | 11 | Yes | Both | 4 | 700 | 900 | 150 | 350 | 2025-01-01
215864277 | Cooper&Hunter | CH-RVHP36M-230VO |  | 12.5 | 21.2 | 10.55 | Yes | Both | 4 | 700 | 900 | 150 | 350 | 2025-01-01
215864274 | Cooper&Hunter | CH-RVHP28M-230VO |  | 12.25 | 21 | 10 | Yes | Both | 4 | 700 | 900 | 150 | 350 | 2025-01-01
215864283 | Cooper&Hunter | CH-RVHP55M-230VO |  | 11.85 | 21.1 | 10.6 | Yes | Both | 4 | 700 | 900 | 150 | 350 | 2025-01-01
216623801 | Cooper&Hunter | CH-RLS06MIA-115VO | CH-RLS06MIA-115VI | 12.5 | 21.5 | 9 | Yes | No | 3 | 600 | 800 | 150 | 350 | 2025-01-01
216623802 | Cooper&Hunter | CH-RLS09MIA-115VO | CH-RLS09MIA-115VI | 12.5 | 21.5 | 9 | Yes | No | 3 | 600 | 800 | 150 | 350 | 2025-01-01
216623803 | Cooper&Hunter | CH-RLS12MIA-115VO | CH-RLS12MIA-115VI | 10.1 | 21.2 | 8.7 | No | N/A | 2 | 500 | 700 | 100 | 300 | 2025-01-01
216623804 | Cooper&Hunter | CH-RLS09MIA-230VO | CH-RLS09MIA-230VI | 12.6 | 21.2 | 9.1 | Yes | Both | 3 | 600 | 800 | 150 | 350 | 2025-01-01
216623805 | Cooper&Hunter | CH-RLS12MIA-230VO | CH-RLS12MIA-230VI | 10.8 | 21.3 | 9.1 | No | N/A | 3 | 600 | 800 | 150 | 350 | 2025-01-01
216623806 | Cooper&Hunter | CH-RLS18MIA-230VO | CH-RLS18MIA-230VI | 10.8 | 19.2 | 9.6 | No | N/A | 3 | 600 | 800 | 150 | 350 | 2025-01-01
216623807 | Cooper&Hunter | CH-RLS24MIA-230VO | CH-RLS24MIA-230VI | 10 | 18.7 | 9.3 | Yes | Yes | 3 | 600 | 800 | 150 | 350 | 2025-01-01
212528018 | Cooper&Hunter | CH-HPR35-230VO | CH-35HASTWM-230VI | 12 | 19.5 | 10 | Yes | Both | 4 | 700 | 900 | 150 | 350 | 2025-01-01
216763039 | Cooper&Hunter | CH-RHP15-230VO | CH-RH15MASTWM-230VI | 12.5 | 21.4 | 11 | Yes | Both | 4 | 700 | 900 | 150 | 350 | 2025-01-01
216763040 | Cooper&Hunter | CH-RHP15-230VO | CH-PRO15MASTWM-230VI | 12.5 | 21.4 | 11 | Yes | Both | 4 | 700 | 900 | 150 | 350 | 2025-01-01
216706043 | Cooper&Hunter | CH-RHP33-230VO | CH-R33HOLVWM-230VI | 11.7 | 20 | 10.5 | Yes | Both | 4 | 700 | 900 | 150 | 350 | 2025-01-01
216706044 | Cooper&Hunter | CH-RHP33-230VO | CH-PRO33HASTWM-230VI | 12 | 19.5 | 10.5 | Yes | Both | 4 | 700 | 900 | 150 | 350 | 2025-01-01
216706045 | Cooper&Hunter | CH-RHP33-230VO | CH-RH33HASTWM-230VI | 12 | 19.5 | 10.5 | Yes | Both | 4 | 700 | 900 | 150 | 350 | 2025-01-01
215864142 | Cooper&Hunter | CH-REL30-230VO | CH-R30MELVWM-230VI | 12 | 22.3 | 9 | Yes | No | 3 | 600 | 800 | 150 | 350 | 2025-01-01
215864143 | Cooper&Hunter | CH-REL36-230VO | CH-R36MELVWM-230VI | 9.3 | 19.5 | 9.1 | No | N/A | 3 | 600 | 800 | 150 | 350 | 2025-01-01
215864144 | Cooper&Hunter | CH-RES06-115VO | CH-R06OLVWM-115VI | 15 | 24.5 | 10.7 | Yes | Both | 4 | 700 | 900 | 150 | 350 | 2025-01-01
215864145 | Cooper&Hunter | CH-RES09-115VO | CH-R09OLVWM-115VI | 15 | 24.5 | 10.7 | Yes | Both | 4 | 700 | 900 | 150 | 350 | 2025-01-01
215864146 | Cooper&Hunter | CH-RES12-115VO | CH-R12OLVWM-115VI | 12.5 | 23.2 | 10.4 | Yes | No | 4 | 700 | 900 | 150 | 350 | 2025-01-01
215864147 | Cooper&Hunter | CH-RES09-230VO | CH-R09MOLVWM-230VI | 14.7 | 24.6 | 13 | Yes | Both | 4 | 700 | 900 | 150 | 350 | 2025-01-01
215864148 | Cooper&Hunter | CH-RES12-230VO | CH-R12MOLVWM-230VI | 12.2 | 23.1 | 11.5 | Yes | Both | 4 | 700 | 900 | 150 | 350 | 2025-01-01
215864149 | Cooper&Hunter | CH-RES18-230VO | CH-R18MOLVWM-230VI | 13.5 | 24 | 11.1 | Yes | Both | 4 | 700 | 900 | 150 | 350 | 2025-01-01
215864150 | Cooper&Hunter | CH-RES24-230VO | CH-R24MOLVWM-230VI | 13 | 23.5 | 10 | Yes | Both | 4 | 700 | 900 | 150 | 350 | 2025-01-01
215864151 | Cooper&Hunter | CH-RHP06F9-230VO | CH-R06MOLVWM-230VI | 16 | 25.3 | 14.6 | Yes | Both | 4 | 700 | 900 | 150 | 350 | 2025-01-01
215864152 | Cooper&Hunter | CH-RHP09-230VO | CH-R09MOLVWM-230VI | 15 | 26 | 12.5 | Yes | Both | 4 | 700 | 900 | 150 | 350 | 2025-01-01
215864153 | Cooper&Hunter | CH-RHP12-230VO | CH-R12MOLVWM-230VI | 13.2 | 24 | 10.5 | Yes | Both | 4 | 700 | 900 | 150 | 350 | 2025-01-01
215864154 | Cooper&Hunter | CH-RHP18-230VO | CH-R18MOLVWM-230VI | 13 | 21.7 | 10.8 | Yes | Both | 4 | 700 | 900 | 150 | 350 | 2025-01-01
215864155 | Cooper&Hunter | CH-RHP24-230VO | CH-R24MOLVWM-230VI | 12.5 | 22.3 | 13.3 | Yes | Both | 4 | 700 | 900 | 150 | 350 | 2025-01-01
215864157 | Cooper&Hunter | CH-RES09-115VO | CH-RB09OLVWM-115VI | 15 | 24.5 | 10.7 | Yes | Both | 4 | 700 | 900 | 150 | 350 | 2025-01-01
215864158 | Cooper&Hunter | CH-RES12-115VO | CH-RB12OLVWM-115VI | 12.5 | 23.2 | 10.4 | Yes | No | 4 | 700 | 900 | 150 | 350 | 2025-01-01
215864159 | Cooper&Hunter | CH-RES09-230VO | CH-RB09MOLVWM-230VI | 14.7 | 24.6 | 13 | Yes | Both | 4 | 700 | 900 | 150 | 350 | 2025-01-01
215864160 | Cooper&Hunter | CH-RES12-230VO | CH-RB12MOLVWM-230VI | 12.2 | 23.1 | 11.5 | Yes | Both | 4 | 700 | 900 | 150 | 350 | 2025-01-01
215864161 | Cooper&Hunter | CH-RES18-230VO | CH-RB18MOLVWM-230VI | 13.5 | 24 | 11.1 | Yes | Both | 4 | 700 | 900 | 150 | 350 | 2025-01-01
215864162 | Cooper&Hunter | CH-RES24-230VO | CH-RB24MOLVWM-230VI | 13 | 23.5 | 10 | Yes | Both | 4 | 700 | 900 | 150 | 350 | 2025-01-01
215864163 | Cooper&Hunter | CH-RHP06F9-230VO | CH-RB06MOLVWM-230VI | 16 | 25.3 | 14.6 | Yes | Both | 4 | 700 | 900 | 150 | 350 | 2025-01-01
215864164 | Cooper&Hunter | CH-RHP09-230VO | CH-RB09MOLVWM-230VI | 15 | 26 | 12.5 | Yes | Both | 4 | 700 | 900 | 150 | 350 | 2025-01-01
215864165 | Cooper&Hunter | CH-RHP12-230VO | CH-RB12MOLVWM-230VI | 13.2 | 24 | 10.5 | Yes | Both | 4 | 700 | 900 | 150 | 350 | 2025-01-01
215864166 | Cooper&Hunter | CH-RHP18-230VO | CH-RB18MOLVWM-230VI | 13 | 21.7 | 10.8 | Yes | Both | 4 | 700 | 900 | 150 | 350 | 2025-01-01
215864167 | Cooper&Hunter | CH-RHP24-230VO | CH-RB24MOLVWM-230VI | 12.5 | 22.3 | 13.3 | Yes | Both | 4 | 700 | 900 | 150 | 350 | 2025-01-01
215864168 | Cooper&Hunter | CH-RES09-230VO | CH-PRO09MASTWM-230VI | 14.9 | 25.8 | 12.5 | Yes | Both | 4 | 700 | 900 | 150 | 350 | 2025-01-01
215864169 | Cooper&Hunter | CH-RES12-230VO | CH-PRO12MASTWM-230VI | 13 | 25.5 | 10.6 | Yes | Both | 4 | 700 | 900 | 150 | 350 | 2025-01-01
215864170 | Cooper&Hunter | CH-RES18-230VO | CH-PRO18MASTWM-230VI | 12.7 | 23.5 | 10.8 | Yes | Both | 4 | 700 | 900 | 150 | 350 | 2025-01-01
215864171 | Cooper&Hunter | CH-RES24-230VO | CH-PRO24MASTWM-230VI | 14 | 23 | 11.7 | Yes | Both | 4 | 700 | 900 | 150 | 350 | 2025-01-01
215864172 | Cooper&Hunter | CH-RHP06F9-230VO | CH-PRO06MASTWM-230VI | 18 | 25.5 | 14.8 | Yes | Both | 4 | 700 | 900 | 150 | 350 | 2025-01-01
215864173 | Cooper&Hunter | CH-RHP09-230VO | CH-PRO09MASTWM-230VI | 15.4 | 27.4 | 12.5 | Yes | Both | 4 | 700 | 900 | 150 | 350 | 2025-01-01
215864174 | Cooper&Hunter | CH-RHP12-230VO | CH-PRO12MASTWM-230VI | 13.4 | 25.4 | 10.5 | Yes | Both | 4 | 700 | 900 | 150 | 350 | 2025-01-01
215864175 | Cooper&Hunter | CH-RHP18-230VO | CH-PRO18MASTWM-230VI | 12.5 | 21.4 | 11 | Yes | Both | 4 | 700 | 900 | 150 | 350 | 2025-01-01
215864176 | Cooper&Hunter | CH-RHP24-230VO | CH-PRO24MASTWM-230VI | 13 | 21 | 13.5 | Yes | Both | 4 | 700 | 900 | 150 | 350 | 2025-01-01
215864178 | Cooper&Hunter | CH-RHP06F9-230VO | CH-RH06MASTWM-230VI | 18 | 25.5 | 14.8 | Yes | Both | 4 | 700 | 900 | 150 | 350 | 2025-01-01
215864179 | Cooper&Hunter | CH-RHP09-230VO | CH-RH09MASTWM-230VI | 15.4 | 27.4 | 12.5 | Yes | Both | 4 | 700 | 900 | 150 | 350 | 2025-01-01
215864180 | Cooper&Hunter | CH-RHP12-230VO | CH-RH12MASTWM-230VI | 13.4 | 25.4 | 10.5 | Yes | Both | 4 | 700 | 900 | 150 | 350 | 2025-01-01
215864181 | Cooper&Hunter | CH-RHP18-230VO | CH-RH18MASTWM-230VI | 12.5 | 21.4 | 11 | Yes | Both | 4 | 700 | 900 | 150 | 350 | 2025-01-01
215864182 | Cooper&Hunter | CH-RHP24-230VO | CH-RH24MASTWM-230VI | 13 | 21 | 13.5 | Yes | Both | 4 | 700 | 900 | 150 | 350 | 2025-01-01
215864184 | Cooper&Hunter | CH-RES09-230VO | CH-RH09MASTWM-230VI | 14.9 | 25.8 | 12.5 | Yes | Both | 4 | 700 | 900 | 150 | 350 | 2025-01-01
215864185 | Cooper&Hunter | CH-RES12-230VO | CH-RH12MASTWM-230VI | 13 | 25.5 | 10.6 | Yes | Both | 4 | 700 | 900 | 150 | 350 | 2025-01-01
215864186 | Cooper&Hunter | CH-RES18-230VO | CH-RH18MASTWM-230VI | 12.7 | 23.5 | 10.8 | Yes | Both | 4 | 700 | 900 | 150 | 350 | 2025-01-01
215864187 | Cooper&Hunter | CH-RES24-230VO | CH-RH24MASTWM-230VI | 14 | 23 | 11.7 | Yes | Both | 4 | 700 | 900 | 150 | 350 | 2025-01-01
215864188 | Cooper&Hunter | CH-RHP09-230VO | CH-RSH09-12MCT | 14 | 22.6 | 12.1 | Yes | Both | 4 | 700 | 900 | 150 | 350 | 2025-01-01
215864189 | Cooper&Hunter | CH-RHP12-230VO | CH-RSH09-12MCT | 12.5 | 22.2 | 11.6 | Yes | Both | 4 | 700 | 900 | 150 | 350 | 2025-01-01
215864190 | Cooper&Hunter | CH-RHP18-230VO | CH-RSH18MCT | 12.5 | 20 | 12.3 | Yes | Both | 4 | 700 | 900 | 150 | 350 | 2025-01-01
215864191 | Cooper&Hunter | CH-RHP24-230VO | CH-RSH24MCT | 12 | 20.7 | 11.6 | Yes | Both | 4 | 700 | 900 | 150 | 350 | 2025-01-01
215864192 | Cooper&Hunter | CH-RHP36LCU-230VO | CH-RSH36LCCT | 12 | 21.2 | 10.6 | Yes | Both | 4 | 700 | 900 | 150 | 350 | 2025-01-01
215864193 | Cooper&Hunter | CH-RHP48LCU-230VO | CH-RSH48LCCT | 10.4 | 16.7 | 10.8 | Yes | Yes | 4 | 700 | 900 | 150 | 350 | 2025-01-01
215864194 | Cooper&Hunter | CH-RES09-230VO | CH-RSH09-12MCT | 14.3 | 21.6 | 11.3 | Yes | Both | 4 | 700 | 900 | 150 | 350 | 2025-01-01
215864195 | Cooper&Hunter | CH-RES12-230VO | CH-RSH09-12MCT | 12.5 | 21.1 | 10.4 | Yes | Both | 4 | 700 | 900 | 150 | 350 | 2025-01-01
215864196 | Cooper&Hunter | CH-RES18-230VO | CH-RSH18MCT | 12.5 | 20.7 | 11.4 | Yes | Both | 4 | 700 | 900 | 150 | 350 | 2025-01-01
215864197 | Cooper&Hunter | CH-RES24-230VO | CH-RSH24MCT | 12 | 22 | 10.5 | Yes | Both | 4 | 700 | 900 | 150 | 350 | 2025-01-01
215864198 | Cooper&Hunter | CH-R36LCU-230VO | CH-RSH36LCCT | 9.6 | 20 | 10.3 | Yes | Yes | 4 | 700 | 900 | 150 | 350 | 2025-01-01
215864199 | Cooper&Hunter | CH-R48LCU-230VO | CH-RSH48LCCT | 10 | 17.1 | 9.8 | Yes | Yes | 3 | 600 | 800 | 150 | 350 | 2025-01-01
215864200 | Cooper&Hunter | CH-RHP09-230VO | CH-RH09MCT | 14 | 22.6 | 12.1 | Yes | Both | 4 | 700 | 900 | 150 | 350 | 2025-01-01
215864201 | Cooper&Hunter | CH-RHP12-230VO | CH-RH12MCT | 12.5 | 22.2 | 11.6 | Yes | Both | 4 | 700 | 900 | 150 | 350 | 2025-01-01
215864202 | Cooper&Hunter | CH-RHP18-230VO | CH-RH18MCT | 12.5 | 20 | 12.3 | Yes | Both | 4 | 700 | 900 | 150 | 350 | 2025-01-01
215864203 | Cooper&Hunter | CH-RHP24-230VO | CH-RH24MCT | 12 | 20.7 | 11.6 | Yes | Both | 4 | 700 | 900 | 150 | 350 | 2025-01-01
215864204 | Cooper&Hunter | CH-RHP36LCU-230VO | CH-RH36LCCT | 12 | 21.2 | 10.6 | Yes | Both | 4 | 700 | 900 | 150 | 350 | 2025-01-01
215864205 | Cooper&Hunter | CH-RHP48LCU-230VO | CH-RH48LCCT | 10.4 | 16.7 | 10.8 | Yes | Yes | 4 | 700 | 900 | 150 | 350 | 2025-01-01
215864206 | Cooper&Hunter | CH-RES09-230VO | CH-RH09MCT | 14.3 | 21.6 | 11.3 | Yes | Both | 4 | 700 | 900 | 150 | 350 | 2025-01-01
215864207 | Cooper&Hunter | CH-RES12-230VO | CH-RH12MCT | 12.5 | 21.1 | 10.4 | Yes | Both | 4 | 700 | 900 | 150 | 350 | 2025-01-01
215864208 | Cooper&Hunter | CH-RES18-230VO | CH-RH18MCT | 12.5 | 20.7 | 11.4 | Yes | Both | 4 | 700 | 900 | 150 | 350 | 2025-01-01
215864209 | Cooper&Hunter | CH-RES24-230VO | CH-RH24MCT | 12 | 22 | 10.5 | Yes | Both | 4 | 700 | 900 | 150 | 350 | 2025-01-01
215864210 | Cooper&Hunter | CH-R36LCU-230VO | CH-RH36LCCT | 9.6 | 20 | 10.3 | Yes | Yes | 4 | 700 | 900 | 150 | 350 | 2025-01-01
215864211 | Cooper&Hunter | CH-R48LCU-230VO | CH-RH48LCCT | 10 | 17.1 | 9.8 | Yes | Yes | 3 | 600 | 800 | 150 | 350 | 2025-01-01
215864212 | Cooper&Hunter | CH-RHP06F9-230VO | CH-RS06MDT-MS | 14.4 | 21.4 | 13.8 | Yes | Both | 4 | 700 | 900 | 150 | 350 | 2025-01-01
215864213 | Cooper&Hunter | CH-RHP09-230VO | CH-RS09MDT-MS | 13.4 | 21.4 | 12.5 | Yes | Both | 4 | 700 | 900 | 150 | 350 | 2025-01-01
215864214 | Cooper&Hunter | CH-RHP12-230VO | CH-RS12MDT-MS | 12 | 20 | 10 | Yes | Both | 4 | 700 | 900 | 150 | 350 | 2025-01-01
215864215 | Cooper&Hunter | CH-RHP06F9-230VO | CH-RS06-12MDT- MS | 14.4 | 21.4 | 13.8 | Yes | Both | 4 | 700 | 900 | 150 | 350 | 2025-01-01
215864216 | Cooper&Hunter | CH-RHP09-230VO | CH-RS06-12MDT- MS | 13.4 | 21.4 | 12.5 | Yes | Both | 4 | 700 | 900 | 150 | 350 | 2025-01-01
215864217 | Cooper&Hunter | CH-RHP12-230VO | CH-RS06-12MDT- MS | 12 | 20 | 10 | Yes | Both | 4 | 700 | 900 | 150 | 350 | 2025-01-01
215864218 | Cooper&Hunter | CH-RHP18-230VO | CH-RS18MDT-MS | 12 | 18 | 10.5 | Yes | Both | 4 | 700 | 900 | 150 | 350 | 2025-01-01
215864219 | Cooper&Hunter | CH-RHP24-230VO | CH-RS24MDT-HS | 12 | 19 | 11.7 | Yes | Both | 4 | 700 | 900 | 150 | 350 | 2025-01-01
215864220 | Cooper&Hunter | CH-RHP36LCU-230VO | CH-RS36LCDT-HS | 12 | 17.7 | 11.1 | Yes | Both | 4 | 700 | 900 | 150 | 350 | 2025-01-01
215864221 | Cooper&Hunter | CH-RHP48LCU-230VO | CH-RS48LCDT-HS | 10.4 | 16.7 | 10.8 | Yes | Yes | 4 | 700 | 900 | 150 | 350 | 2025-01-01
215864222 | Cooper&Hunter | CH-RHP60LCU-230VO | CH-RS60LCDT-HS | 10.2 | 15.8 | 10.4 | Yes | Yes | 2 | 500 | 700 | 100 | 300 | 2025-01-01
215864223 | Cooper&Hunter | CH-RES09-230VO | CH-RS09MDT-MS | 12.8 | 19.5 | 11 | Yes | Both | 4 | 700 | 900 | 150 | 350 | 2025-01-01
215864224 | Cooper&Hunter | CH-RES12-230VO | CH-RS12MDT-MS | 11.7 | 19 | 10.2 | Yes | Both | 4 | 700 | 900 | 150 | 350 | 2025-01-01
215864225 | Cooper&Hunter | CH-RES09-230VO | CH-RS06-12MDT- MS | 12.8 | 19.5 | 11 | Yes | Both | 4 | 700 | 900 | 150 | 350 | 2025-01-01
215864226 | Cooper&Hunter | CH-RES12-230VO | CH-RS06-12MDT- MS | 11.7 | 19 | 10.2 | Yes | Both | 4 | 700 | 900 | 150 | 350 | 2025-01-01
215864227 | Cooper&Hunter | CH-RES18-230VO | CH-RS18MDT-MS | 12.5 | 20 | 10.5 | Yes | Both | 4 | 700 | 900 | 150 | 350 | 2025-01-01
215864228 | Cooper&Hunter | CH-RES24-230VO | CH-RS24MDT-HS | 12.5 | 19 | 11 | Yes | Both | 4 | 700 | 900 | 150 | 350 | 2025-01-01
215864229 | Cooper&Hunter | CH-R36LCU-230VO | CH-RS36LCDT-HS | 10.1 | 18.7 | 10.2 | No | N/A | 4 | 700 | 900 | 150 | 350 | 2025-01-01
215864230 | Cooper&Hunter | CH-R48LCU-230VO | CH-RS48LCDT-HS | 10 | 17.1 | 9.8 | Yes | Yes | 3 | 600 | 800 | 150 | 350 | 2025-01-01
215864231 | Cooper&Hunter | CH-R60LCU-230VO | CH-RS60LCDT-HS | 10 | 17 | 9.7 | No | N/A | 3 | 600 | 800 | 150 | 350 | 2025-01-01
215864232 | Cooper&Hunter | CH-RHP09-230VO | CH-RSH09MMC | 15.1 | 27.2 | 10.9 | Yes | Both | 4 | 700 | 900 | 150 | 350 | 2025-01-01
215864233 | Cooper&Hunter | CH-RHP12-230VO | CH-RSH12MMC | 12.5 | 25 | 10.5 | Yes | Both | 4 | 700 | 900 | 150 | 350 | 2025-01-01
215864234 | Cooper&Hunter | CH-RHP18-230VO | CH-RSH16MMC | 12.5 | 20 | 10.3 | Yes | Both | 4 | 700 | 900 | 150 | 350 | 2025-01-01
215864235 | Cooper&Hunter | CH-RES09-230VO | CH-RSH09MMC | 16.2 | 26 | 13.9 | Yes | Both | 4 | 700 | 900 | 150 | 350 | 2025-01-01
215864236 | Cooper&Hunter | CH-RES12-230VO | CH-RSH12MMC | 12.7 | 24.6 | 11 | Yes | Both | 4 | 700 | 900 | 150 | 350 | 2025-01-01
215864237 | Cooper&Hunter | CH-RES18-230VO | CH-RSH16MMC | 12.5 | 23.8 | 13.5 | Yes | Both | 4 | 700 | 900 | 150 | 350 | 2025-01-01
215864238 | Cooper&Hunter | CH-RES18-230VO | CH-RSH18MFC | 12.5 | 22.3 | 10.4 | Yes | Both | 4 | 700 | 900 | 150 | 350 | 2025-01-01
215864239 | Cooper&Hunter | CH-RES24-230VO | CH-RSH24MFC | 12.2 | 21.1 | 11.1 | Yes | Both | 4 | 700 | 900 | 150 | 350 | 2025-01-01
215864240 | Cooper&Hunter | CH-R36LCU-230VO | CH-RSH36LCFC | 10.1 | 20 | 10 | No | N/A | 4 | 700 | 900 | 150 | 350 | 2025-01-01
215864241 | Cooper&Hunter | CH-R48LCU-230VO | CH-RSH48LCFC | 9.5 | 19.8 | 10.2 | Yes | Yes | 4 | 700 | 900 | 150 | 350 | 2025-01-01
215864242 | Cooper&Hunter | CH-R60LCU-230VO | CH-RSH60LCFC | 9.5 | 19.5 | 9.5 | No | N/A | 3 | 600 | 800 | 150 | 350 | 2025-01-01
215864243 | Cooper&Hunter | CH-RHP18-230VO | CH-RSH18MFC | 12.5 | 20.4 | 10.3 | Yes | Both | 4 | 700 | 900 | 150 | 350 | 2025-01-01
215864244 | Cooper&Hunter | CH-RHP24-230VO | CH-RSH24MFC | 12 | 20.4 | 12.1 | Yes | Both | 4 | 700 | 900 | 150 | 350 | 2025-01-01
215864245 | Cooper&Hunter | CH-RHP36LCU-230VO | CH-RSH36LCFC | 12 | 20 | 10.8 | Yes | Both | 4 | 700 | 900 | 150 | 350 | 2025-01-01
215864246 | Cooper&Hunter | CH-RHP48LCU-230VO | CH-RSH48LCFC | 9.4 | 18.5 | 10.1 | Yes | Yes | 4 | 700 | 900 | 150 | 350 | 2025-01-01
215864247 | Cooper&Hunter | CH-RHP60LCU-230VO | CH-RSH60LCFC | 9 | 18 | 10.7 | Yes | Yes | 4 | 700 | 900 | 150 | 350 | 2025-01-01
215864248 | Cooper&Hunter | CH-RES09-230VO | CH-RSH06-12MCT1W | 14.4 | 22.1 | 11.8 | Yes | Both | 4 | 700 | 900 | 150 | 350 | 2025-01-01
215864249 | Cooper&Hunter | CH-RES12-230VO | CH-RSH06-12MCT1W | 12.3 | 22.1 | 10 | Yes | Both | 4 | 700 | 900 | 150 | 350 | 2025-01-01
215864250 | Cooper&Hunter | CH-RES18-230VO | CH-RSH18MCT1W | 12.5 | 22.2 | 12.2 | Yes | Both | 4 | 700 | 900 | 150 | 350 | 2025-01-01
215864251 | Cooper&Hunter | CH-RHP06F9-230VO | CH-RSH06-12MCT1W | 15 | 22 | 12 | Yes | Both | 4 | 700 | 900 | 150 | 350 | 2025-01-01
215864252 | Cooper&Hunter | CH-RHP09-230VO | CH-RSH06-12MCT1W | 14.6 | 24 | 12.1 | Yes | Both | 4 | 700 | 900 | 150 | 350 | 2025-01-01
215864253 | Cooper&Hunter | CH-RHP12-230VO | CH-RSH06-12MCT1W | 13 | 23 | 10 | Yes | Both | 4 | 700 | 900 | 150 | 350 | 2025-01-01
215374899 | Cooper&Hunter | CH-HYP36LCUO | CH-36LCCT-230VI | 9.5 | 18 | 9 | No | N/A | 3 | 600 | 800 | 150 | 350 | 2025-01-01
214312543 | Cooper&Hunter | CH-NY12MIA-115VO | CH-NY12MIA-SK115V | 10.3 | 20.8 | 8.7 | No | N/A | 2 | 500 | 700 | 100 | 300 | 2025-01-01
214312544 | Cooper&Hunter | CH-NY24MIA-230VO | CH-NY24MIA-SK230V | 9 | 18 | 8.6 | No | N/A | 2 | 500 | 700 | 100 | 300 | 2025-01-01
214312545 | Cooper&Hunter | CH-NY06MIA-115VO | CH-NY06MIA-SK115V | 12.5 | 21.5 | 9 | Yes | No | 3 | 600 | 800 | 150 | 350 | 2025-01-01
214312546 | Cooper&Hunter | CH-NY09MIA-230VO | CH-NY09MIA-SK230V | 12.6 | 21.7 | 9.1 | Yes | No | 3 | 600 | 800 | 150 | 350 | 2025-01-01
214312547 | Cooper&Hunter | CH-NY12MIA-230VO | CH-NY12MIA-SK230V | 10.8 | 21.4 | 9.1 | No | N/A | 3 | 600 | 800 | 150 | 350 | 2025-01-01
214312548 | Cooper&Hunter | CH-NY18MIA-230VO | CH-NY18MIA-SK230V | 10.5 | 19 | 8.7 | No | N/A | 2 | 500 | 700 | 100 | 300 | 2025-01-01
214312549 | Cooper&Hunter | CH-NY09MIA-115VO | CH-NY09MIA-SK115V | 12.5 | 21.5 | 9 | Yes | No | 3 | 600 | 800 | 150 | 350 | 2025-01-01
213265560 | Cooper&Hunter | CH-ES09-230VO | CH-09MCT-W | 13 | 20 | 10 | Yes | Both | 4 | 700 | 900 | 150 | 350 | 2025-01-01
213265561 | Cooper&Hunter | CH-HPR09-230VO | CH-09MCT-W | 13 | 20.5 | 10.3 | Yes | Both | 4 | 700 | 900 | 150 | 350 | 2025-01-01
213265562 | Cooper&Hunter | CH-ES12-230VO | CH-12MCT-W | 14 | 22.7 | 10 | Yes | No | 4 | 700 | 900 | 150 | 350 | 2025-01-01
213265563 | Cooper&Hunter | CH-HPR12-230VO | CH-12MCT-W | 12.7 | 22.3 | 10.2 | Yes | Both | 4 | 700 | 900 | 150 | 350 | 2025-01-01
213265564 | Cooper&Hunter | CH-ES18-230VO | CH-18MCT-W | 12.5 | 20.5 | 10.5 | Yes | No | 4 | 700 | 900 | 150 | 350 | 2025-01-01
213265565 | Cooper&Hunter | CH-HPR18-230VO | CH-18MCT-W | 12.5 | 20 | 9.5 | Yes | Both | 3 | 600 | 800 | 150 | 350 | 2025-01-01
213265566 | Cooper&Hunter | CH-ES24-230VO | CH-24MCT-W | 12.5 | 21.5 | 9.7 | Yes | Both | 3 | 600 | 800 | 150 | 350 | 2025-01-01
213265567 | Cooper&Hunter | CH-HPR24-230VO | CH-24MCT-W | 11 | 20.5 | 11.5 | Yes | Both | 4 | 700 | 900 | 150 | 350 | 2025-01-01
213265568 | Cooper&Hunter | CH-N36LCU-230VO | CH-36LCCT-W | 9.4 | 19.2 | 8.8 | No | N/A | 2 | 500 | 700 | 100 | 300 | 2025-01-01
213265569 | Cooper&Hunter | CH-NHPR36LCU-230VO | CH-36LCCT-W | 9.5 | 19.4 | 10.5 | Yes | Yes | 4 | 700 | 900 | 150 | 350 | 2025-01-01
213265570 | Cooper&Hunter | CH-N48LCU-230VO | CH-48LCCT-W | 9.5 | 18.5 | 9.8 | No | N/A | 3 | 600 | 800 | 150 | 350 | 2025-01-01
213265584 | Cooper&Hunter | CH-N60LCU-230VO | CH-60LCDT-W | 10.3 | 17 | 8.4 | No | N/A | 1 | 400 | 600 | 100 | 300 | 2025-01-01
213265585 | Cooper&Hunter | CH-NHPR60LCU-230VO | CH-60LCDT-W | 9.4 | 15.8 | 9.5 | No | N/A | 2 | 500 | 700 | 100 | 300 | 2025-01-01
213265586 | Cooper&Hunter | CH-ES18-230VO | CH-18MFC-W | 12.5 | 23 | 10 | Yes | No | 4 | 700 | 900 | 150 | 350 | 2025-01-01
213265587 | Cooper&Hunter | CH-HPR18-230VO | CH-18MFC-W | 12.5 | 20.5 | 9.8 | Yes | Both | 3 | 600 | 800 | 150 | 350 | 2025-01-01
213265588 | Cooper&Hunter | CH-ES24-230VO | CH-24MFC-W | 12.5 | 21.2 | 10.3 | Yes | Both | 4 | 700 | 900 | 150 | 350 | 2025-01-01
213265589 | Cooper&Hunter | CH-HPR24-230VO | CH-24MFC-W | 11.7 | 20.5 | 11 | Yes | Both | 4 | 700 | 900 | 150 | 350 | 2025-01-01
213265590 | Cooper&Hunter | CH-N36LCU-230VO | CH-36LCFC-W | 8.5 | 19 | 9 | No | N/A | 3 | 600 | 800 | 150 | 350 | 2025-01-01
213265591 | Cooper&Hunter | CH-NHPR36LCU-230VO | CH-36LCFC-W | 8.8 | 17.6 | 10 | Yes | Yes | 4 | 700 | 900 | 150 | 350 | 2025-01-01
213265592 | Cooper&Hunter | CH-N48LCU-230VO | CH-48LCFC-W | 9.3 | 18.9 | 10 | Yes | Yes | 4 | 700 | 900 | 150 | 350 | 2025-01-01
213265593 | Cooper&Hunter | CH-NHPR48LCU-230VO | CH-48LCFC-W | 8.2 | 17 | 9.8 | No | N/A | 3 | 600 | 800 | 150 | 350 | 2025-01-01
213265594 | Cooper&Hunter | CH-N60LCU-230VO | CH-60LCFC-W | 9.8 | 19.8 | 9 | No | N/A | 3 | 600 | 800 | 150 | 350 | 2025-01-01
213265595 | Cooper&Hunter | CH-NHPR60LCU-230VO | CH-60LCFC-W | 9 | 17.3 | 10.2 | No | N/A | 4 | 700 | 900 | 150 | 350 | 2025-01-01
213265596 | Cooper&Hunter | CH-HPR06F9-230VO | CH-06MCT1W-W | 14.5 | 22 | 10.8 | Yes | Both | 4 | 700 | 900 | 150 | 350 | 2025-01-01
213265597 | Cooper&Hunter | CH-ES09-230VO | CH-09MCT1W-W | 13 | 22.5 | 11.5 | Yes | Both | 4 | 700 | 900 | 150 | 350 | 2025-01-01
213265598 | Cooper&Hunter | CH-HPR09-230VO | CH-09MCT1W-W | 13 | 24 | 12.4 | Yes | Both | 4 | 700 | 900 | 150 | 350 | 2025-01-01
213265599 | Cooper&Hunter | CH-ES12-230VO | CH-12MCT1W-W | 12.6 | 22 | 9.8 | Yes | No | 3 | 600 | 800 | 150 | 350 | 2025-01-01
213265600 | Cooper&Hunter | CH-HPR12-230VO | CH-12MCT1W-W | 13 | 23 | 10 | Yes | Both | 4 | 700 | 900 | 150 | 350 | 2025-01-01
213265601 | Cooper&Hunter | CH-ES18-230VO | CH-18MCT1W-W | 12.5 | 21.8 | 10.7 | Yes | No | 4 | 700 | 900 | 150 | 350 | 2025-01-01
213265602 | Cooper&Hunter | CH-HPR18-230VO | CH-18MCT1W-W | 12.5 | 19.8 | 11.2 | Yes | Both | 4 | 700 | 900 | 150 | 350 | 2025-01-01
211246027 | Cooper&Hunter | CH-NHPR60LCU-230VO | CH-60LCFC/I | 9 | 17.3 | 10.2 | No | N/A | 4 | 700 | 900 | 150 | 350 | 2025-01-01
211246028 | Cooper&Hunter | CH-NHPR60LCU-230VO | CH-60LCDTU/I | 9.4 | 15.8 | 9.5 | No | N/A | 2 | 500 | 700 | 100 | 300 | 2025-01-01
210857416 | Cooper&Hunter | CH-ES09-230VO | CH-06MCT1W-230VI | 14.5 | 22 | 10.8 | Yes | Both | 4 | 700 | 900 | 150 | 350 | 2025-01-01
210857417 | Cooper&Hunter | CH-ES09-230VO | CH-09MCT1W-230VI | 13 | 22.5 | 11.5 | Yes | Both | 4 | 700 | 900 | 150 | 350 | 2025-01-01
210857418 | Cooper&Hunter | CH-ES12-230VO | CH-12MCT1W-230VI | 12.6 | 22 | 9.8 | Yes | No | 3 | 600 | 800 | 150 | 350 | 2025-01-01
210857419 | Cooper&Hunter | CH-ES18-230VO | CH-18MCT1W-230VI | 12.5 | 21.8 | 10.7 | Yes | No | 4 | 700 | 900 | 150 | 350 | 2025-01-01
210857420 | Cooper&Hunter | CH-HPR06F9-230VO | CH-06MCT1W-230VI | 14.5 | 22 | 10.8 | Yes | Both | 4 | 700 | 900 | 150 | 350 | 2025-01-01
210857421 | Cooper&Hunter | CH-HPR09-230VO | CH-09MCT1W-230VI | 13 | 24 | 12.4 | Yes | Both | 4 | 700 | 900 | 150 | 350 | 2025-01-01
210857422 | Cooper&Hunter | CH-HPR12-230VO | CH-12MCT1W-230VI | 13 | 23 | 10 | Yes | Both | 4 | 700 | 900 | 150 | 350 | 2025-01-01
210857423 | Cooper&Hunter | CH-HPR18-230VO | CH-18MCT1W-230VI | 12.5 | 19.8 | 11.2 | Yes | Both | 4 | 700 | 900 | 150 | 350 | 2025-01-01
213265571 | Cooper&Hunter | CH-NHPR48LCU-230VO | CH-48LCCT-W | 8.3 | 16.8 | 10.7 | No | N/A | 4 | 700 | 900 | 150 | 350 | 2025-01-01
213265572 | Cooper&Hunter | CH-ES09-230VO | CH-09MDT-W | 12.5 | 19.2 | 10.2 | Yes | Both | 4 | 700 | 900 | 150 | 350 | 2025-01-01
213265573 | Cooper&Hunter | CH-HPR09-230VO | CH-09MDT-W | 13.2 | 20.2 | 12 | Yes | Both | 4 | 700 | 900 | 150 | 350 | 2025-01-01
213265574 | Cooper&Hunter | CH-ES12-230VO | CH-12MDT-W | 11.7 | 19 | 10.3 | Yes | Both | 4 | 700 | 900 | 150 | 350 | 2025-01-01
213265575 | Cooper&Hunter | CH-HPR12-230VO | CH-12MDT-W | 11.7 | 19.5 | 10 | Yes | Both | 4 | 700 | 900 | 150 | 350 | 2025-01-01
213265576 | Cooper&Hunter | CH-ES18-230VO | CH-18MDT-W | 12.5 | 20 | 10.6 | Yes | No | 4 | 700 | 900 | 150 | 350 | 2025-01-01
213265577 | Cooper&Hunter | CH-HPR18-230VO | CH-18MDT-W | 11.7 | 18 | 9.5 | Yes | Both | 3 | 600 | 800 | 150 | 350 | 2025-01-01
213265578 | Cooper&Hunter | CH-ES24-230VO | CH-24MDT-W | 12.5 | 19 | 11.2 | Yes | Both | 4 | 700 | 900 | 150 | 350 | 2025-01-01
213265579 | Cooper&Hunter | CH-HPR24-230VO | CH-24MDT-W | 12 | 19.2 | 10.5 | Yes | Both | 4 | 700 | 900 | 150 | 350 | 2025-01-01
213265580 | Cooper&Hunter | CH-N36LCU-230VO | CH-36LCDT-W | 8.8 | 15.8 | 8.8 | No | N/A | 2 | 500 | 700 | 100 | 300 | 2025-01-01
213265581 | Cooper&Hunter | CH-NHPR36LCU-230VO | CH-36LCDT-W | 9 | 16.5 | 11 | Yes | Yes | 4 | 700 | 900 | 150 | 350 | 2025-01-01
210857259 | Cooper&Hunter | CH-HPR12-230VO | CH-12DKT230VI | 13.5 | 23.6 | 9.5 | Yes | Both | 3 | 600 | 800 | 150 | 350 | 2025-01-01
210857260 | Cooper&Hunter | CH-HPR18-230VO | CH-18DKT230VI | 12.5 | 19.4 | 10 | Yes | No | 4 | 700 | 900 | 150 | 350 | 2025-01-01
210857261 | Cooper&Hunter | CH-HPR24-230VO | CH-24DKT230VI | 11.7 | 18.9 | 10.4 | Yes | Both | 4 | 700 | 900 | 150 | 350 | 2025-01-01
210857243 | Cooper&Hunter | CH-HYP09SPH230VO | CH-09MSPHCT-230VI | 13 | 20 | 9.4 | Yes | No | 3 | 600 | 800 | 150 | 350 | 2025-01-01
210857245 | Cooper&Hunter | CH-12DKT230VO | CH-12MASTWM-230VI | 11.7 | 20.3 | 8.5 | No | N/A | 2 | 500 | 700 | 100 | 300 | 2025-01-01
210857246 | Cooper&Hunter | CH-HYP12SPH230VO | CH-12MSPHCT-230VI | 12.5 | 19.5 | 9.3 | Yes | No | 3 | 600 | 800 | 150 | 350 | 2025-01-01
210857247 | Cooper&Hunter | CH-HYP12SPH230VO | CH-12MSPHMC-230VI | 12.5 | 19.4 | 9.4 | Yes | No | 3 | 600 | 800 | 150 | 350 | 2025-01-01
210857250 | Cooper&Hunter | CH-HYP18SPH230VO | CH-18MSPHCT-230VI | 12.5 | 20 | 9.8 | Yes | No | 3 | 600 | 800 | 150 | 350 | 2025-01-01
210857251 | Cooper&Hunter | CH-HYP18SPH230VO | CH-18MSPHFC-230VI | 12.5 | 19.9 | 9.9 | Yes | No | 3 | 600 | 800 | 150 | 350 | 2025-01-01
210857254 | Cooper&Hunter | CH-HYP24SPH230VO | CH-24MSPHCT-230VI | 11 | 20 | 9.6 | No | N/A | 3 | 600 | 800 | 150 | 350 | 2025-01-01
210857255 | Cooper&Hunter | CH-HYP24SPH230VO | CH-24MSPHFC-230VI | 11.5 | 20 | 10 | No | N/A | 4 | 700 | 900 | 150 | 350 | 2025-01-01
210857256 | Cooper&Hunter | CH-24LCU/O | CH-24MSPHCT-230VI | 11 | 20 | 9.6 | No | N/A | 3 | 600 | 800 | 150 | 350 | 2025-01-01
210857257 | Cooper&Hunter | CH-24LCU/O | CH-24MSPHFC-230VI | 11.5 | 20 | 10 | No | N/A | 4 | 700 | 900 | 150 | 350 | 2025-01-01
210857258 | Cooper&Hunter | CH-HPR09-230VO | CH-09DKT230VI | 15.6 | 25 | 11 | Yes | No | 4 | 700 | 900 | 150 | 350 | 2025-01-01
210799640 | Cooper&Hunter | CH-ES09-115VO | CH-09OLVWM-115VI | 13.8 | 23 | 9.8 | Yes | No | 3 | 600 | 800 | 150 | 350 | 2025-01-01
210799526 | Cooper&Hunter | CH-36LCU/O | CH-36LCFCI | 8 | 16 | 10 | No | N/A | 4 | 700 | 900 | 150 | 350 | 2025-01-01
210799527 | Cooper&Hunter | CH-60LCU/O | CH-60LCFCI | 9.8 | 18 | 9.4 | No | N/A | 3 | 600 | 800 | 150 | 350 | 2025-01-01
210799528 | Cooper&Hunter | CH-HYP48LCUO | CH-48LCFCI | 8.2 | 17 | 9.2 | No | N/A | 3 | 600 | 800 | 150 | 350 | 2025-01-01
210799529 | Cooper&Hunter | CH-48LCU/O | CH-48LCFCI | 9.3 | 17.8 | 9 | No | N/A | 3 | 600 | 800 | 150 | 350 | 2025-01-01
210799533 | Cooper&Hunter | CH-09SPH-230VO | CH-09MSPHWM-230VI | 14 | 21.2 | 9.9 | Yes | No | 3 | 600 | 800 | 150 | 350 | 2025-01-01
210799534 | Cooper&Hunter | CH-NG09MIA115VO | CH-NG09MIA115VI | 11.5 | 18.9 | 8.1 | No | N/A | 1 | 400 | 600 | 100 | 300 | 2025-01-01
210799535 | Cooper&Hunter | CH-NG12MIA115VO | CH-NG12MIA115VI | 10.5 | 19 | 8.3 | No | N/A | 1 | 400 | 600 | 100 | 300 | 2025-01-01
210799537 | Cooper&Hunter | CH-NG09MIA230VO | CH-NG09MIA230VI | 11 | 18 | 9.1 | No | N/A | 3 | 600 | 800 | 150 | 350 | 2025-01-01
210799538 | Cooper&Hunter | CH-NG18MIA230VO | CH-NG18MIA230VI | 11 | 18.7 | 8.1 | No | N/A | 1 | 400 | 600 | 100 | 300 | 2025-01-01
210799540 | Cooper&Hunter | CH-HYP36LCUO | CH-36LCDTU/I | 9 | 16.5 | 11 | Yes | Yes | 4 | 700 | 900 | 150 | 350 | 2025-01-01
210799547 | Cooper&Hunter | CH-HPR06F9-230VO | CH-06MASTWM-230VI | 15.8 | 26.5 | 13.6 | Yes | Both | 4 | 700 | 900 | 150 | 350 | 2025-01-01
210799548 | Cooper&Hunter | CH-HPR09-230VO | CH-09MASTWM-230VI | 16.2 | 28.1 | 11.5 | Yes | Both | 4 | 700 | 900 | 150 | 350 | 2025-01-01
210799549 | Cooper&Hunter | CH-HPR12-230VO | CH-12MASTWM-230VI | 14 | 25.5 | 10.4 | Yes | Both | 4 | 700 | 900 | 150 | 350 | 2025-01-01
210799550 | Cooper&Hunter | CH-HPR18-230VO | CH-18MASTWM-230VI | 12.5 | 21.5 | 11.3 | Yes | Both | 4 | 700 | 900 | 150 | 350 | 2025-01-01
210799551 | Cooper&Hunter | CH-HPR24-230VO | CH-24MASTWM-230VI | 13 | 21.5 | 11.4 | Yes | Both | 4 | 700 | 900 | 150 | 350 | 2025-01-01
210799552 | Cooper&Hunter | CH-EL30-230VO | CH-30ASTWM-230VI | 11.5 | 20 | 9.2 | No | N/A | 3 | 600 | 800 | 150 | 350 | 2025-01-01
210799554 | Cooper&Hunter | CH-NY09MIA-115VO | CH-09OLV-115VI | 12.5 | 21.5 | 9.1 | Yes | Both | 3 | 600 | 800 | 150 | 350 | 2025-01-01
210799555 | Cooper&Hunter | CH-NY12MIA-115VO | CH-12OLV-115VI | 10.3 | 20.8 | 8.7 | No | N/A | 2 | 500 | 700 | 100 | 300 | 2025-01-01
210799556 | Cooper&Hunter | CH-NY12MIA-230VO | CH-12MOLV-230VI | 10.8 | 21.4 | 9.2 | No | N/A | 3 | 600 | 800 | 150 | 350 | 2025-01-01
210799557 | Cooper&Hunter | CH-NY18MIA-230VO | CH-18MOLV-230VI | 11 | 19.5 | 8.7 | No | N/A | 2 | 500 | 700 | 100 | 300 | 2025-01-01
210799558 | Cooper&Hunter | CH-NY24MIA-230VO | CH-24MOLV-230VI | 9.5 | 18.5 | 8.6 | No | N/A | 2 | 500 | 700 | 100 | 300 | 2025-01-01
210799559 | Cooper&Hunter | CH-ES09-230VO | CH-09MOLVWM-230VI | 14.7 | 24 | 11.6 | Yes | Both | 4 | 700 | 900 | 150 | 350 | 2025-01-01
210799560 | Cooper&Hunter | CH-ES12-230VO | CH-12MOLVWM-230VI | 13 | 23.1 | 10.8 | Yes | Both | 4 | 700 | 900 | 150 | 350 | 2025-01-01
210799561 | Cooper&Hunter | CH-ES18-230VO | CH-18MOLVWM-230VI | 13.5 | 24 | 10.5 | Yes | Both | 4 | 700 | 900 | 150 | 350 | 2025-01-01
210799562 | Cooper&Hunter | CH-ES24-230VO | CH-24MOLVWM-230VI | 13 | 21 | 8.5 | Yes | No | 2 | 500 | 700 | 100 | 300 | 2025-01-01
210799563 | Cooper&Hunter | CH-EL30-230VO | CH-30ELVWM-230VI | 12.2 | 21 | 8.2 | Yes | No | 1 | 400 | 600 | 100 | 300 | 2025-01-01
210799565 | Cooper&Hunter | CH-HPR06F9-230VO | CH-06MOLVWM-230VI | 15 | 23.5 | 12 | Yes | Both | 4 | 700 | 900 | 150 | 350 | 2025-01-01
210799566 | Cooper&Hunter | CH-HPR09-230VO | CH-09MOLVWM-230VI | 15.8 | 26.4 | 11.6 | Yes | Both | 4 | 700 | 900 | 150 | 350 | 2025-01-01
210799567 | Cooper&Hunter | CH-HPR12-230VO | CH-12MOLVWM-230VI | 13 | 23.1 | 10.5 | Yes | Both | 4 | 700 | 900 | 150 | 350 | 2025-01-01
210799568 | Cooper&Hunter | CH-HPR18-230VO | CH-18MOLVWM-230VI | 13 | 22 | 10.6 | Yes | Both | 4 | 700 | 900 | 150 | 350 | 2025-01-01
210799569 | Cooper&Hunter | CH-HPR24-230VO | CH-24MOLVWM-230VI | 12.5 | 22.3 | 10.3 | Yes | Both | 4 | 700 | 900 | 150 | 350 | 2025-01-01
210799570 | Cooper&Hunter | CH-NY09MIA-115VO | CH-NY09MIA-115VI | 12.5 | 21.5 | 9 | Yes | No | 3 | 600 | 800 | 150 | 350 | 2025-01-01
210799571 | Cooper&Hunter | CH-NY12MIA-115VO | CH-NY12MIA-115VI | 10.3 | 20.8 | 8.7 | No | N/A | 2 | 500 | 700 | 100 | 300 | 2025-01-01
210799572 | Cooper&Hunter | CH-NY09MIA-230VO | CH-NY09MIA-230VI | 12.6 | 21.7 | 9.1 | Yes | No | 3 | 600 | 800 | 150 | 350 | 2025-01-01
210799573 | Cooper&Hunter | CH-NY12MIA-230VO | CH-NY12MIA-230VI | 10.8 | 21.4 | 9.1 | No | N/A | 3 | 600 | 800 | 150 | 350 | 2025-01-01
210799574 | Cooper&Hunter | CH-NY18MIA-230VO | CH-NY18MIA-230VI | 10.5 | 19 | 8.7 | No | N/A | 2 | 500 | 700 | 100 | 300 | 2025-01-01
210799575 | Cooper&Hunter | CH-NY24MIA-230VO | CH-NY24MIA-230VI | 9 | 18 | 8.6 | No | N/A | 2 | 500 | 700 | 100 | 300 | 2025-01-01
210799576 | Cooper&Hunter | CH-EL30-230VO | CH-30ELSPHWM-230VI | 10.5 | 18.6 | 8.7 | No | N/A | 2 | 500 | 700 | 100 | 300 | 2025-01-01
210799577 | Cooper&Hunter | CH-EL36-230VO | CH-36ELSPHWM-230VI | 8.5 | 17.5 | 8.7 | No | N/A | 2 | 500 | 700 | 100 | 300 | 2025-01-01
210799578 | Cooper&Hunter | CH-ES12-115VO | CH-12OLVWM-115VI | 12.5 | 22.7 | 10.4 | Yes | No | 4 | 700 | 900 | 150 | 350 | 2025-01-01
210799579 | Cooper&Hunter | CH-NY09MIA-230VO | CH-09MOLV-230VI | 12.6 | 21.7 | 9.4 | Yes | Both | 3 | 600 | 800 | 150 | 350 | 2025-01-01
210799580 | Cooper&Hunter | CH-ES09-230VO | CH-09MSPHCT-230VI | 13 | 20 | 10 | Yes | Both | 4 | 700 | 900 | 150 | 350 | 2025-01-01
210799581 | Cooper&Hunter | CH-ES09-230VO | CH-M09DTUI | 12.5 | 19.2 | 10.2 | Yes | Both | 4 | 700 | 900 | 150 | 350 | 2025-01-01
210799582 | Cooper&Hunter | CH-ES12-230VO | CH-12MSPHCT-230VI | 14 | 22.7 | 10 | Yes | No | 4 | 700 | 900 | 150 | 350 | 2025-01-01
210799583 | Cooper&Hunter | CH-ES12-230VO | CH-M12DTUI | 11.7 | 19 | 10.3 | Yes | Both | 4 | 700 | 900 | 150 | 350 | 2025-01-01
210799584 | Cooper&Hunter | CH-ES12-230VO | CH-12MSPHMC-230VI | 13 | 22.7 | 10.2 | Yes | Both | 4 | 700 | 900 | 150 | 350 | 2025-01-01
210799585 | Cooper&Hunter | CH-ES18-230VO | CH-18MSPHCT-230VI | 12.5 | 20.5 | 10.5 | Yes | No | 4 | 700 | 900 | 150 | 350 | 2025-01-01
210799586 | Cooper&Hunter | CH-ES18-230VO | CH-M18DTUI | 12.5 | 20 | 10.6 | Yes | No | 4 | 700 | 900 | 150 | 350 | 2025-01-01
210799587 | Cooper&Hunter | CH-ES18-230VO | CH-18MSPHFC-230VI | 12.5 | 23 | 10 | Yes | No | 4 | 700 | 900 | 150 | 350 | 2025-01-01
210799588 | Cooper&Hunter | CH-ES24-230VO | CH-N24MSPHCT-230VI | 12.5 | 21.5 | 9.7 | Yes | Both | 3 | 600 | 800 | 150 | 350 | 2025-01-01
210799589 | Cooper&Hunter | CH-ES24-230VO | CH-M24DTUI | 12.5 | 19 | 11.2 | Yes | Both | 4 | 700 | 900 | 150 | 350 | 2025-01-01
210799590 | Cooper&Hunter | CH-ES24-230VO | CH-24MSPHFC-230VI | 12.5 | 21.2 | 10.3 | Yes | Both | 4 | 700 | 900 | 150 | 350 | 2025-01-01
210799591 | Cooper&Hunter | CH-HPR09-230VO | CH-09MSPHCT-230VI | 13 | 20.5 | 10.3 | Yes | Both | 4 | 700 | 900 | 150 | 350 | 2025-01-01
210799592 | Cooper&Hunter | CH-HPR09-230VO | CH-M09DTUI | 13.2 | 20.2 | 12 | Yes | Both | 4 | 700 | 900 | 150 | 350 | 2025-01-01
210799593 | Cooper&Hunter | CH-HPR12-230VO | CH-12MSPHCT-230VI | 12.7 | 22.3 | 10.2 | Yes | Both | 4 | 700 | 900 | 150 | 350 | 2025-01-01
210799594 | Cooper&Hunter | CH-HPR12-230VO | CH-M12DTUI | 11.7 | 19.5 | 10 | Yes | Both | 4 | 700 | 900 | 150 | 350 | 2025-01-01
210799595 | Cooper&Hunter | CH-HPR12-230VO | CH-12MSPHMC-230VI | 13 | 23.6 | 10 | Yes | Both | 4 | 700 | 900 | 150 | 350 | 2025-01-01
210799596 | Cooper&Hunter | CH-HPR18-230VO | CH-18MSPHCT-230VI | 12.5 | 20 | 9.5 | Yes | Both | 3 | 600 | 800 | 150 | 350 | 2025-01-01
210799597 | Cooper&Hunter | CH-HPR18-230VO | CH-M18DTUI | 11.7 | 18 | 9.5 | Yes | Both | 3 | 600 | 800 | 150 | 350 | 2025-01-01
210799598 | Cooper&Hunter | CH-HPR18-230VO | CH-18MSPHFC-230VI | 12.5 | 20.5 | 9.8 | Yes | Both | 3 | 600 | 800 | 150 | 350 | 2025-01-01
210799599 | Cooper&Hunter | CH-HPR24-230VO | CH-N24MSPHCT-230VI | 11 | 20.5 | 11.5 | Yes | Both | 4 | 700 | 900 | 150 | 350 | 2025-01-01
210799600 | Cooper&Hunter | CH-HPR24-230VO | CH-M24DTUI | 12 | 19.2 | 10.5 | Yes | Both | 4 | 700 | 900 | 150 | 350 | 2025-01-01
210799601 | Cooper&Hunter | CH-HPR24-230VO | CH-24MSPHFC-230VI | 11.7 | 20.5 | 11 | Yes | Both | 4 | 700 | 900 | 150 | 350 | 2025-01-01
210799602 | Cooper&Hunter | CH-N36LCU-230VO | CH-N36LCCT-230VI | 9.4 | 19.2 | 8.8 | No | N/A | 2 | 500 | 700 | 100 | 300 | 2025-01-01
210799603 | Cooper&Hunter | CH-N36LCU-230VO | CH-36LCDTU/I | 8.8 | 15.8 | 8.8 | No | N/A | 2 | 500 | 700 | 100 | 300 | 2025-01-01
210799604 | Cooper&Hunter | CH-N36LCU-230VO | CH-36LCFC/I | 8.5 | 19 | 9 | No | N/A | 3 | 600 | 800 | 150 | 350 | 2025-01-01
210799605 | Cooper&Hunter | CH-N48LCU-230VO | CH-N48LCCT-230VI | 9.5 | 18.5 | 9.8 | No | N/A | 3 | 600 | 800 | 150 | 350 | 2025-01-01
210799607 | Cooper&Hunter | CH-N48LCU-230VO | CH-48LCFC/I | 9.3 | 18.9 | 10 | Yes | Yes | 4 | 700 | 900 | 150 | 350 | 2025-01-01
210799608 | Cooper&Hunter | CH-N60LCU-230VO | CH-60LCDTU/I | 10.3 | 17 | 8.4 | No | N/A | 1 | 400 | 600 | 100 | 300 | 2025-01-01
210799609 | Cooper&Hunter | CH-N60LCU-230VO | CH-60LCFC/I | 9.8 | 19.8 | 9 | No | N/A | 3 | 600 | 800 | 150 | 350 | 2025-01-01
210799610 | Cooper&Hunter | CH-NHPR36LCU-230VO | CH-N36LCCT-230VI | 9.5 | 19.4 | 10.5 | Yes | Yes | 4 | 700 | 900 | 150 | 350 | 2025-01-01
210799611 | Cooper&Hunter | CH-NHPR36LCU-230VO | CH-36LCDTU/I | 9 | 16.5 | 11 | Yes | Yes | 4 | 700 | 900 | 150 | 350 | 2025-01-01
210799612 | Cooper&Hunter | CH-NHPR36LCU-230VO | CH-36LCFC/I | 8.8 | 17.6 | 10 | Yes | Yes | 4 | 700 | 900 | 150 | 350 | 2025-01-01
210799613 | Cooper&Hunter | CH-NHPR48LCU-230VO | CH-N48LCCT-230VI | 8.3 | 16.8 | 10.7 | No | N/A | 4 | 700 | 900 | 150 | 350 | 2025-01-01
210799615 | Cooper&Hunter | CH-NHPR48LCU-230VO | CH-48LCFC/I | 8.2 | 17 | 9.8 | No | N/A | 3 | 600 | 800 | 150 | 350 | 2025-01-01
210799445 | Cooper&Hunter | CH-SR09SPH-115VO | CH-SR09SPH-115VI | 15 | 23.7 | 8.6 | Yes | No | 2 | 500 | 700 | 100 | 300 | 2025-01-01
210799446 | Cooper&Hunter | CH-09MIA115VO | CH-09MIA115VI | 11.5 | 18.9 | 8.1 | No | N/A | 1 | 400 | 600 | 100 | 300 | 2025-01-01
210799449 | Cooper&Hunter | CH-18SPH-230VO | CH-18MSPHCT-230VI | 12.5 | 20 | 9.1 | Yes | No | 3 | 600 | 800 | 150 | 350 | 2025-01-01
210799451 | Cooper&Hunter | CH-09DKT230VO | CH-09MSPHCT-230VI | 13 | 20 | 9.4 | Yes | No | 3 | 600 | 800 | 150 | 350 | 2025-01-01
210799452 | Cooper&Hunter | CH-12DKT230VO | CH-12MSPHCT-230VI | 12.5 | 19.5 | 9.3 | Yes | No | 3 | 600 | 800 | 150 | 350 | 2025-01-01
210799453 | Cooper&Hunter | CH-18DKT230VO | CH-18MSPHCT-230VI | 12.5 | 20 | 9.8 | Yes | No | 3 | 600 | 800 | 150 | 350 | 2025-01-01
210799454 | Cooper&Hunter | CH-24DKT230VO | CH-24MSPHCT-230VI | 11 | 20 | 9.6 | No | N/A | 3 | 600 | 800 | 150 | 350 | 2025-01-01
210799455 | Cooper&Hunter | CH-09SPH-230VO | CH-09LCDTU/I | 12.1 | 18.7 | 9.8 | Yes | Both | 3 | 600 | 800 | 150 | 350 | 2025-01-01
210799456 | Cooper&Hunter | CH-12SPH-230VO | CH-12LCDTU/I | 11.7 | 19 | 10 | Yes | Both | 4 | 700 | 900 | 150 | 350 | 2025-01-01
210799457 | Cooper&Hunter | CH-18SPH-230VO | CH-18LCDTU/I | 11.7 | 18.5 | 9.2 | Yes | No | 3 | 600 | 800 | 150 | 350 | 2025-01-01
210799458 | Cooper&Hunter | CH-24SPH-230VO | CH-24LCDTU/I | 11.7 | 19 | 10 | Yes | Both | 4 | 700 | 900 | 150 | 350 | 2025-01-01
210799459 | Cooper&Hunter | CH-09DKT230VO | CH-09LCDTU/I | 12.1 | 18.5 | 11.5 | Yes | Both | 4 | 700 | 900 | 150 | 350 | 2025-01-01
210799460 | Cooper&Hunter | CH-12DKT230VO | CH-12LCDTU/I | 11.7 | 19 | 10 | Yes | Both | 4 | 700 | 900 | 150 | 350 | 2025-01-01
210799462 | Cooper&Hunter | CH-24DKT230VO | CH-24LCDTU/I | 11.7 | 19.2 | 10.5 | Yes | Both | 4 | 700 | 900 | 150 | 350 | 2025-01-01
210799463 | Cooper&Hunter | CH-12SPH-230VO | CH-12MSPHMC-230VI | 13 | 20.5 | 8.8 | Yes | No | 2 | 500 | 700 | 100 | 300 | 2025-01-01
210799464 | Cooper&Hunter | CH-12DKT230VO | CH-12MSPHMC-230VI | 12.5 | 19.4 | 9.4 | Yes | No | 3 | 600 | 800 | 150 | 350 | 2025-01-01
210799465 | Cooper&Hunter | CH-18SPH-230VO | CH-18MSPHFC-230VI | 12.5 | 20 | 8.9 | Yes | No | 2 | 500 | 700 | 100 | 300 | 2025-01-01
210799466 | Cooper&Hunter | CH-24SPH-230VO | CH-24MSPHFC-230VI | 12.5 | 20 | 9.4 | Yes | No | 3 | 600 | 800 | 150 | 350 | 2025-01-01
210799467 | Cooper&Hunter | CH-18DKT230VO | CH-18MSPHFC-230VI | 12.5 | 19.9 | 9.9 | Yes | No | 3 | 600 | 800 | 150 | 350 | 2025-01-01
210799468 | Cooper&Hunter | CH-24DKT230VO | CH-24MSPHFC-230VI | 11.5 | 20 | 10 | No | N/A | 4 | 700 | 900 | 150 | 350 | 2025-01-01
210799469 | Cooper&Hunter | CH-09MIA230VO | CH-09MIA230VI | 11 | 18 | 9.1 | No | N/A | 3 | 600 | 800 | 150 | 350 | 2025-01-01
210799470 | Cooper&Hunter | CH-09SPH-230VO | CH-09DKT230VI | 14.9 | 21.8 | 9.3 | Yes | Both | 3 | 600 | 800 | 150 | 350 | 2025-01-01
210799471 | Cooper&Hunter | CH-60LCU/O | CH-60LCFC/I | 9.8 | 18 | 9.4 | No | N/A | 3 | 600 | 800 | 150 | 350 | 2025-01-01
210799472 | Cooper&Hunter | CH-48LCU/O | CH-48LCFC/I | 9.3 | 17.8 | 9 | No | N/A | 3 | 600 | 800 | 150 | 350 | 2025-01-01
210799473 | Cooper&Hunter | CH-36LCU/O | CH-36LCFC/I | 8 | 16 | 10 | No | N/A | 4 | 700 | 900 | 150 | 350 | 2025-01-01
210799655 | Cooper&Hunter | CH-HPR09-230VO | CH-D09MSPHWM-230VI | 15.6 | 25 | 11 | Yes | No | 4 | 700 | 900 | 150 | 350 | 2025-01-01
210799656 | Cooper&Hunter | CH-HPR12-230VO | CH-D12MSPHWM-230VI | 13.5 | 23.6 | 9.5 | Yes | Both | 3 | 600 | 800 | 150 | 350 | 2025-01-01
210799657 | Cooper&Hunter | CH-HPR18-230VO | CH-D18MSPHWM-230VI | 12.5 | 19.4 | 10 | Yes | No | 4 | 700 | 900 | 150 | 350 | 2025-01-01
210799658 | Cooper&Hunter | CH-HPR24-230VO | CH-D24MSPHWM-230VI | 11.7 | 18.9 | 10.4 | Yes | Both | 4 | 700 | 900 | 150 | 350 | 2025-01-01
210799662 | Cooper&Hunter | CH-HYP12SPH230VO | CH-12MASTWM-230VI | 11.7 | 20.3 | 8.5 | No | N/A | 2 | 500 | 700 | 100 | 300 | 2025-01-01
210799665 | Cooper&Hunter | CH-EL30-230VO | CH-30MSPHWM-230VI | 10.5 | 18.6 | 8.7 | No | N/A | 2 | 500 | 700 | 100 | 300 | 2025-01-01
210799670 | Cooper&Hunter | CH-ES09-230VO | CH-09MASTWM-230VI | 15 | 25.5 | 12.3 | Yes | Both | 4 | 700 | 900 | 150 | 350 | 2025-01-01
210799671 | Cooper&Hunter | CH-ES24-230VO | CH-24MASTWM-230VI | 14 | 22 | 10 | Yes | No | 4 | 700 | 900 | 150 | 350 | 2025-01-01
210799672 | Cooper&Hunter | CH-ES18-230VO | CH-18MASTWM-230VI | 12.5 | 23.5 | 10.8 | Yes | No | 4 | 700 | 900 | 150 | 350 | 2025-01-01
210799673 | Cooper&Hunter | CH-ES12-230VO | CH-12MASTWM-230VI | 13.7 | 24.6 | 10.7 | Yes | No | 4 | 700 | 900 | 150 | 350 | 2025-01-01
210799674 | Cooper&Hunter | CH-ES12-230VO | CH-12MMC-230VI | 13 | 25 | 11 | Yes | Both | 4 | 700 | 900 | 150 | 350 | 2025-01-01
210799675 | Cooper&Hunter | CH-HPR12-230VO | CH-12MMC-230VI | 13.3 | 24.2 | 10.7 | Yes | Both | 4 | 700 | 900 | 150 | 350 | 2025-01-01
210799676 | Cooper&Hunter | CH-ES18-230VO | CH-16MMC-230VI | 12.5 | 22.4 | 10.4 | Yes | Both | 4 | 700 | 900 | 150 | 350 | 2025-01-01
210799677 | Cooper&Hunter | CH-HPR18-230VO | CH-16MMC-230VI | 11 | 20.2 | 8.9 | No | N/A | 2 | 500 | 700 | 100 | 300 | 2025-01-01
210799678 | Cooper&Hunter | OS-EL09ALP115VO | OS -EL09ALP115VI | 10.1 | 17 | 9 | No | N/A | 3 | 600 | 800 | 150 | 350 | 2025-01-01
210799679 | Cooper&Hunter | OS-EL12ALP115VO | OS -EL12ALP115VI | 8.8 | 17.4 | 8.7 | No | N/A | 2 | 500 | 700 | 100 | 300 | 2025-01-01
210799680 | Cooper&Hunter | OS-EL09ALP230VO | OS -EL09ALP230VI | 10.5 | 18.5 | 8.8 | No | N/A | 2 | 500 | 700 | 100 | 300 | 2025-01-01
210799681 | Cooper&Hunter | OS-EL12ALP230VO | OS -EL12ALP230VI | 8.8 | 17.6 | 8.8 | No | N/A | 2 | 500 | 700 | 100 | 300 | 2025-01-01
210799682 | Cooper&Hunter | OS-EL18ALP230VO | OS -EL18ALP230VI | 9.9 | 18.3 | 8.7 | No | N/A | 2 | 500 | 700 | 100 | 300 | 2025-01-01
210799684 | Cooper&Hunter | CH-ES09-115VO | CH-B09OLVWM-115VI | 13.8 | 23 | 9.8 | Yes | No | 3 | 600 | 800 | 150 | 350 | 2025-01-01
210799685 | Cooper&Hunter | CH-ES12-115VO | CH-B12OLVWM-115VI | 12.5 | 22.7 | 10.4 | Yes | No | 4 | 700 | 900 | 150 | 350 | 2025-01-01
210799686 | Cooper&Hunter | CH-HPR06F9-230VO | CH-B06MOLVWM-230VI | 15 | 23.5 | 12 | Yes | Both | 4 | 700 | 900 | 150 | 350 | 2025-01-01
210799687 | Cooper&Hunter | CH-ES09-230VO | CH-B09MOLVWM-230VI | 14.7 | 24 | 11.6 | Yes | Both | 4 | 700 | 900 | 150 | 350 | 2025-01-01
210799688 | Cooper&Hunter | CH-ES12-230VO | CH-B12MOLVWM-230VI | 13 | 23.1 | 10.8 | Yes | Both | 4 | 700 | 900 | 150 | 350 | 2025-01-01
210799689 | Cooper&Hunter | CH-ES18-230VO | CH-B18MOLVWM-230VI | 13.5 | 24 | 10.5 | Yes | Both | 4 | 700 | 900 | 150 | 350 | 2025-01-01
210799690 | Cooper&Hunter | CH-ES24-230VO | CH-B24MOLVWM-230VI | 13 | 21 | 8.5 | Yes | No | 2 | 500 | 700 | 100 | 300 | 2025-01-01
210799691 | Cooper&Hunter | CH-HPR09-230VO | CH-B09MOLVWM-230VI | 15.8 | 26.4 | 11.6 | Yes | Both | 4 | 700 | 900 | 150 | 350 | 2025-01-01
210799692 | Cooper&Hunter | CH-HPR12-230VO | CH-B12MOLVWM-230VI | 13 | 23.1 | 10.5 | Yes | Both | 4 | 700 | 900 | 150 | 350 | 2025-01-01
210799693 | Cooper&Hunter | CH-HPR18-230VO | CH-B18MOLVWM-230VI | 13 | 22 | 10.6 | Yes | Both | 4 | 700 | 900 | 150 | 350 | 2025-01-01
210799694 | Cooper&Hunter | CH-HPR24-230VO | CH-B24MOLVWM-230VI | 12.5 | 22.3 | 10.3 | Yes | Both | 4 | 700 | 900 | 150 | 350 | 2025-01-01
210799695 | Cooper&Hunter | CH-ES06-115VO | CH-06OLVWM-115VI | 13.8 | 23 | 9.8 | Yes | No | 3 | 600 | 800 | 150 | 350 | 2025-01-01
210799696 | Cooper&Hunter | CH-06OLVWM-115VO | CH-06OLVWM-115VI | 13.8 | 23 | 9.8 | Yes | No | 3 | 600 | 800 | 150 | 350 | 2025-01-01
210799697 | Cooper&Hunter | CH-NY06MIA-115VO | CH-NY06MIA-115VI | 12.5 | 21.5 | 9 | Yes | No | 3 | 600 | 800 | 150 | 350 | 2025-01-01
210799483 | Cooper&Hunter | CH-12SPH-230VO | CH-12DKT230VI | 13.7 | 22.3 | 8.8 | Yes | Both | 2 | 500 | 700 | 100 | 300 | 2025-01-01
210799484 | Cooper&Hunter | CH-18SPH-230VO | CH-18DKT230VI | 13 | 20 | 8.3 | Yes | No | 1 | 400 | 600 | 100 | 300 | 2025-01-01
210799485 | Cooper&Hunter | CH-24SPH-230VO | CH-24DKT230VI | 13.7 | 19.8 | 9.3 | Yes | No | 3 | 600 | 800 | 150 | 350 | 2025-01-01
210799486 | Cooper&Hunter | CH-HYP09SPH230VO | CH-M09DTUI | 12.1 | 18.5 | 11.5 | Yes | Both | 4 | 700 | 900 | 150 | 350 | 2025-01-01
210799487 | Cooper&Hunter | CH-09SPH-230VO | CH-M09DTUI | 12.1 | 18.7 | 9.8 | Yes | Both | 3 | 600 | 800 | 150 | 350 | 2025-01-01
210799488 | Cooper&Hunter | CH-HYP12SPH230VO | CH-M12DTUI | 11.7 | 19 | 10 | Yes | Both | 4 | 700 | 900 | 150 | 350 | 2025-01-01
210799489 | Cooper&Hunter | CH-12SPH-230VO | CH-M12DTUI | 11.7 | 19 | 10 | Yes | Both | 4 | 700 | 900 | 150 | 350 | 2025-01-01
210799491 | Cooper&Hunter | CH-18SPH-230VO | CH-M18DTUI | 11.7 | 18.5 | 9.2 | Yes | No | 3 | 600 | 800 | 150 | 350 | 2025-01-01
210799492 | Cooper&Hunter | CH-24LCU/O | CH-M24DTUI | 11.7 | 19.2 | 10.5 | Yes | Both | 4 | 700 | 900 | 150 | 350 | 2025-01-01
210799493 | Cooper&Hunter | CH-HYP24SPH230VO | CH-M24DTUI | 11.7 | 19.2 | 10.5 | Yes | Both | 4 | 700 | 900 | 150 | 350 | 2025-01-01
210799494 | Cooper&Hunter | CH-24SPH-230VO | CH-M24DTUI | 11.7 | 19 | 10 | Yes | Both | 4 | 700 | 900 | 150 | 350 | 2025-01-01
210799495 | Cooper&Hunter | CH-HYP48LCUO | CH-48LCCT-230VI | 8.3 | 16.5 | 9.8 | No | N/A | 3 | 600 | 800 | 150 | 350 | 2025-01-01
210799496 | Cooper&Hunter | CH-48LCU/O | CH-48LCCT-230VI | 9.5 | 16.8 | 9 | No | N/A | 3 | 600 | 800 | 150 | 350 | 2025-01-01
210799497 | Cooper&Hunter | CH-36LCU/O | CH-36LCCT-230VI | 9 | 17.5 | 9.3 | No | N/A | 3 | 600 | 800 | 150 | 350 | 2025-01-01
210799498 | Cooper&Hunter | CH-HYP48LCUO | CH-48MSPHCT-230VI | 8.3 | 16.5 | 9.8 | No | N/A | 3 | 600 | 800 | 150 | 350 | 2025-01-01
210799500 | Cooper&Hunter | CH-HYP48LCUO | CH-48LCFC/I | 8.2 | 17 | 9.2 | No | N/A | 3 | 600 | 800 | 150 | 350 | 2025-01-01
210799501 | Cooper&Hunter | CH-SR09SPH-115VO | CH-SR09SPHWM-115VI | 12.5 | 20.1 | 8.2 | Yes | No | 1 | 400 | 600 | 100 | 300 | 2025-01-01
210799502 | Cooper&Hunter | CH-12SPH-115VO | CH-12SPHWM-115VI | 12.5 | 20.1 | 8.2 | Yes | No | 1 | 400 | 600 | 100 | 300 | 2025-01-01
210799503 | Cooper&Hunter | CH-12SPH-230VO | CH-12MSPHWM-230VI | 13 | 21.3 | 8.4 | Yes | No | 1 | 400 | 600 | 100 | 300 | 2025-01-01
210799504 | Cooper&Hunter | CH-18SPH-230VO | CH-18MSPHWM-230VI | 13 | 19.9 | 8.1 | Yes | No | 1 | 400 | 600 | 100 | 300 | 2025-01-01
210799508 | Cooper&Hunter | CH-HYP09SPH230VO | CH-D09MSPHWM-230VI | 14.5 | 23.1 | 9.9 | Yes | No | 3 | 600 | 800 | 150 | 350 | 2025-01-01
210799509 | Cooper&Hunter | CH-HYP12SPH230VO | CH-D12MSPHWM-230VI | 13 | 19.9 | 9.1 | Yes | No | 3 | 600 | 800 | 150 | 350 | 2025-01-01
210799510 | Cooper&Hunter | CH-HYP18SPH230VO | CH-D18MSPHWM-230VI | 12.5 | 19.4 | 8.9 | Yes | No | 2 | 500 | 700 | 100 | 300 | 2025-01-01
210799511 | Cooper&Hunter | CH-HYP24SPH230VO | CH-D24MSPHWM-230VI | 13 | 20 | 9.5 | Yes | No | 3 | 600 | 800 | 150 | 350 | 2025-01-01
210799512 | Cooper&Hunter | CH-09SPH-230VO | CH-D09MSPHWM-230VI | 14.9 | 21.8 | 9.3 | Yes | Both | 3 | 600 | 800 | 150 | 350 | 2025-01-01
210799513 | Cooper&Hunter | CH-12SPH-230VO | CH-D12MSPHWM-230VI | 13.7 | 22.3 | 8.8 | Yes | Both | 2 | 500 | 700 | 100 | 300 | 2025-01-01
210799514 | Cooper&Hunter | CH-18SPH-230VO | CH-D18MSPHWM-230VI | 13 | 20 | 8.3 | Yes | No | 1 | 400 | 600 | 100 | 300 | 2025-01-01
210799515 | Cooper&Hunter | CH-24SPH-230VO | CH-D24MSPHWM-230VI | 13.7 | 19.8 | 9.3 | Yes | No | 3 | 600 | 800 | 150 | 350 | 2025-01-01
210799425 | Cooper&Hunter | CH-24LCDTU/O | CH-24LCDTU/I | 11.7 | 19.2 | 10.5 | Yes | Both | 4 | 700 | 900 | 150 | 350 | 2025-01-01
210799428 | Cooper&Hunter | CH-60LCDTU/O | CH-60LCDTU/I | 9 | 15.4 | 8.4 | No | N/A | 1 | 400 | 600 | 100 | 300 | 2025-01-01
210799429 | Cooper&Hunter | CH-24LCU/O | CH-24LCDTU/I | 11.7 | 19.2 | 10.5 | Yes | Both | 4 | 700 | 900 | 150 | 350 | 2025-01-01
210799432 | Cooper&Hunter | CH-60LCU/O | CH-60LCDTU/I | 9 | 15.4 | 8.4 | No | N/A | 1 | 400 | 600 | 100 | 300 | 2025-01-01
210799435 | Cooper&Hunter | CH-09LCU/O | CH-09LCDTU/I | 12.1 | 18.7 | 9.8 | Yes | Both | 3 | 600 | 800 | 150 | 350 | 2025-01-01
210799436 | Cooper&Hunter | CH-12LCU/O | CH-12LCDTU/I | 11.7 | 19 | 10 | Yes | Both | 4 | 700 | 900 | 150 | 350 | 2025-01-01
210799437 | Cooper&Hunter | CH-18LCU/O | CH-18LCDTU/I | 11.7 | 18.5 | 9.2 | Yes | No | 3 | 600 | 800 | 150 | 350 | 2025-01-01
210799438 | Cooper&Hunter | CH-09DKT230VO | CH-09DKT230VI | 14.5 | 23.1 | 9.9 | Yes | No | 3 | 600 | 800 | 150 | 350 | 2025-01-01
210799439 | Cooper&Hunter | CH-12DKT230VO | CH-12DKT230VI | 13 | 19.9 | 9.1 | Yes | No | 3 | 600 | 800 | 150 | 350 | 2025-01-01
210799440 | Cooper&Hunter | CH-18DKT230VO | CH-18DKT230VI | 12.5 | 19.4 | 8.9 | Yes | No | 2 | 500 | 700 | 100 | 300 | 2025-01-01
210799441 | Cooper&Hunter | CH-24DKT230VO | CH-24DKT230VI | 13 | 20 | 9.5 | Yes | No | 3 | 600 | 800 | 150 | 350 | 2025-01-01
210799442 | Cooper&Hunter | CH-36LCU/O | CH-36MSPHCT-230VI | 9 | 17.5 | 9.3 | No | N/A | 3 | 600 | 800 | 150 | 350 | 2025-01-01
210799443 | Cooper&Hunter | CH-48LCU/O | CH-48MSPHCT-230VI | 9.5 | 16.8 | 9 | No | N/A | 3 | 600 | 800 | 150 | 350 | 2025-01-01
210799416 | Cooper&Hunter | CH-12SPH-115VO | CH-12SPH-115VI | 12.5 | 20.1 | 8.2 | Yes | No | 1 | 400 | 600 | 100 | 300 | 2025-01-01
210799418 | Cooper&Hunter | CH-12SPH-230VO | CH-12SPH-230VI | 13 | 21.3 | 8.4 | Yes | No | 1 | 400 | 600 | 100 | 300 | 2025-01-01
210799419 | Cooper&Hunter | CH-18SPH-230VO | CH-18SPH-230VI | 13 | 19.9 | 8.1 | Yes | No | 1 | 400 | 600 | 100 | 300 | 2025-01-01
216771328 | COSTWAY | FP10840US-WH |  | 12.5 | 23 | 10 | Yes | Both | 4 | 700 | 900 | 150 | 350 | 2025-01-01
216732433 | COSTWAY | FP10839US-WH |  | 12.3 | 22 | 10 | Yes | Both | 4 | 700 | 900 | 150 | 350 | 2025-01-01
216732434 | COSTWAY | FP10841US-WH |  | 12.5 | 23 | 10 | Yes | Yes | 4 | 700 | 900 | 150 | 350 | 2025-01-01
216732435 | COSTWAY | FP10842US-WH |  | 12.3 | 23 | 10 | Yes | Both | 4 | 700 | 900 | 150 | 350 | 2025-01-01
215439580 | COSTWAY | FP10794US-WH |  | 12 | 22 | 9 | Yes | Both | 3 | 600 | 800 | 150 | 350 | 2025-01-01
215439581 | COSTWAY | FP10795US-WH |  | 12 | 22 | 9 | Yes | No | 3 | 600 | 800 | 150 | 350 | 2025-01-01
215439582 | COSTWAY | FP10796US-WH |  | 12 | 21.5 | 9 | Yes | No | 3 | 600 | 800 | 150 | 350 | 2025-01-01
217178697 | COSTWAY | FP10898US-12WH | FP10898US-22WH | 14 | 25 | 10.5 | No | N/A | 4 | 700 | 900 | 150 | 350 | 2025-01-01
217162435 | COSTWAY | FP10995US-12WH | FP10995US-22WH | 9.5 | 17 | 9.5 | No | N/A | 3 | 600 | 800 | 150 | 350 | 2025-01-01
217162436 | COSTWAY | FP10996US-12WH | FP10996US-22WH | 9.5 | 17 | 8.3 | No | N/A | 1 | 400 | 600 | 100 | 300 | 2025-01-01
217162437 | COSTWAY | FP10997US-12WH | FP10997US-22WH | 9.5 | 17 | 8.5 | No | N/A | 2 | 500 | 700 | 100 | 300 | 2025-01-01
217162438 | COSTWAY | FP10998US-12WH | FP10998US-22WH | 9.5 | 17 | 9.5 | No | N/A | 3 | 600 | 800 | 150 | 350 | 2025-01-01
217040133 | COSTWAY | FP10874US-12WH | FP10874US- 22WH | 10.5 | 19 | 8.6 | No | N/A | 2 | 500 | 700 | 100 | 300 | 2025-01-01
212528054 | COSTWAY | FP10404US-12WH | FP10404US-22WH | 9.9 | 17 | 8.5 | No | N/A | 2 | 500 | 700 | 100 | 300 | 2025-01-01
212528055 | COSTWAY | FP10412US-12WH | FP10412US-22WH | 12 | 21 | 10 | Yes | No | 4 | 700 | 900 | 150 | 350 | 2025-01-01
212528056 | COSTWAY | FP10518US-12WH | FP10518US-22WH | 12 | 21 | 9 | Yes | No | 3 | 600 | 800 | 150 | 350 | 2025-01-01
212528057 | COSTWAY | FP10524US-12WH | FP10524US-22WH | 13 | 21 | 10 | Yes | No | 4 | 700 | 900 | 150 | 350 | 2025-01-01
216089786 | COSTWAY | FP10899US-12WH | FP10899US-22WH | 10.7 | 20.5 | 9 | No | N/A | 3 | 600 | 800 | 150 | 350 | 2025-01-01
216089788 | COSTWAY | FP10900US-12HS | FP10900US-22HS | 10.7 | 20.5 | 9 | No | N/A | 3 | 600 | 800 | 150 | 350 | 2025-01-01
215876633 | COSTWAY | FP10895US-12WH | FP10895US-22WH | 12 | 24 | 10 | Yes | Yes | 4 | 700 | 900 | 150 | 350 | 2025-01-01
215876634 | COSTWAY | FP10896US-12WH | FP10896US-22WH | 12 | 24 | 10 | Yes | Yes | 4 | 700 | 900 | 150 | 350 | 2025-01-01
215876635 | COSTWAY | FP10897US-12WH | FP10897US-22WH | 14 | 25 | 10.5 | Yes | Yes | 4 | 700 | 900 | 150 | 350 | 2025-01-01
215876636 | COSTWAY | FP10901US-12WH | FP10901US-22WH | 10 | 22 | 9 | No | N/A | 3 | 600 | 800 | 150 | 350 | 2025-01-01
215876637 | COSTWAY | FP10902US-12HS | FP10902US-22HS | 10 | 22 | 9 | No | N/A | 3 | 600 | 800 | 150 | 350 | 2025-01-01
214826424 | COSTWAY | FP10791US-12HS | FP10791US-22HS | 12 | 21 | 10 | Yes | No | 4 | 700 | 900 | 150 | 350 | 2025-01-01
214826427 | COSTWAY | FP10790US-12BK | FP10790US-22BK | 12 | 21 | 10 | Yes | No | 4 | 700 | 900 | 150 | 350 | 2025-01-01
214826428 | COSTWAY | FP10789US-12BK | FP10789US-22BK | 12 | 21 | 9 | Yes | No | 3 | 600 | 800 | 150 | 350 | 2025-01-01
214826429 | COSTWAY | FP10788US-12BK | FP10788US-22BK | 12 | 22 | 9.5 | No | N/A | 3 | 600 | 800 | 150 | 350 | 2025-01-01
214826430 | COSTWAY | FP10793US-12HS | FP10793US-22HS | 12 | 21 | 10 | Yes | No | 4 | 700 | 900 | 150 | 350 | 2025-01-01
214826431 | COSTWAY | FP10792US-12HS | FP10792US-22HS | 12 | 21 | 9 | Yes | No | 3 | 600 | 800 | 150 | 350 | 2025-01-01
214826432 | COSTWAY | FP10790US-12WH | FP10790US-22WH | 12 | 21 | 10 | Yes | No | 4 | 700 | 900 | 150 | 350 | 2025-01-01
214826425 | COSTWAY | FP10789US-12WH | FP10789US-22WH | 12 | 21 | 9 | Yes | No | 3 | 600 | 800 | 150 | 350 | 2025-01-01
214826426 | COSTWAY | FP10788US-12WH | FP10788US-22WH | 12 | 22 | 9.5 | No | N/A | 3 | 600 | 800 | 150 | 350 | 2025-01-01
210727628 | COSTWAY | FP10302US-12WH | FP10302US-22WH | 10 | 20 | 8.5 | No | N/A | 2 | 500 | 700 | 100 | 300 | 2025-01-01
210727629 | COSTWAY | FP10293US-12WH | FP10293US-22WH | 9 | 17 | 8.5 | No | N/A | 2 | 500 | 700 | 100 | 300 | 2025-01-01
210727630 | COSTWAY | FP10318US-12WH | FP10318US-22WH | 10.5 | 19 | 9 | No | N/A | 3 | 600 | 800 | 150 | 350 | 2025-01-01
210727631 | COSTWAY | FP10324US-12WH | FP10324US-22WH | 10.5 | 18.5 | 8.3 | No | N/A | 1 | 400 | 600 | 100 | 300 | 2025-01-01
213081437 | COVAC | M5OG-48HFN1-M |  | 10.8 | 20.5 | 9.7 | No | N/A | 3 | 600 | 800 | 150 | 350 | 2025-01-01
213081440 | COVAC | M4OG-30HFN1-M |  | 12 | 20 | 9.2 | No | N/A | 3 | 600 | 800 | 150 | 350 | 2025-01-01
213081436 | COVAC | M5OG-48HFN1-M |  | 11 | 21.1 | 9.5 | No | N/A | 3 | 600 | 800 | 150 | 350 | 2025-01-01
213081439 | COVAC | M4OG-30HFN1-M |  | 12 | 22.4 | 9.5 | No | N/A | 3 | 600 | 800 | 150 | 350 | 2025-01-01
213081438 | COVAC | M5OG-48HFN1-M |  | 10.9 | 20.8 | 9.6 | No | N/A | 3 | 600 | 800 | 150 | 350 | 2025-01-01
213081468 | COVAC | M4OG-30HFN1-M |  | 12 | 21.2 | 9.35 | No | N/A | 3 | 600 | 800 | 150 | 350 | 2025-01-01
217120335 | COVAC | COV-S5-18R454-O | COV-S5-18R454-I | 11.5 | 20.2 | 9.1 | No | N/A | 3 | 600 | 800 | 150 | 350 | 2025-01-01
217120336 | COVAC | COV-S5-12R454-O | COV-S5-12R454-I | 10 | 21.3 | 8.7 | No | N/A | 2 | 500 | 700 | 100 | 300 | 2025-01-01
217120337 | COVAC | COV-S5-09R454-O | COV-S5-09R454-I | 12.5 | 21.5 | 9 | No | N/A | 3 | 600 | 800 | 150 | 350 | 2025-01-01
206188240 | COVAC | MOB30-18HFN1-MS0W | MSABD-18HRFN1-MS0W | 11 | 18.7 | 8.1 | No | N/A | 1 | 400 | 600 | 100 | 300 | 2025-01-01
203175656 | COVAC | MOBA30-09HFN1-BS0W | MSABA-09HRFN1-BS0W | 11.5 | 18.9 | 8.1 | No | N/A | 1 | 400 | 600 | 100 | 300 | 2025-01-01
203175657 | COVAC | MOB30-12HFN1-BS0W | MSABB-12HRFN1-BS0W | 10.5 | 19 | 8.3 | No | N/A | 1 | 400 | 600 | 100 | 300 | 2025-01-01
203175660 | COVAC | MSB30-18HRFN1-MS0W | MSABD-18HRFN1-MS0W | 11 | 18.7 | 8.1 | No | N/A | 1 | 400 | 600 | 100 | 300 | 2025-01-01
213081434 | COVAC | MOX230-09HFN1-BS5W | MSAG11A-09HRFN1-BS5W | 12.5 | 21.5 | 9.1 | No | N/A | 3 | 600 | 800 | 150 | 350 | 2025-01-01
213081435 | COVAC | MOX330-18HFN1-MS0W | MSAG11C-18HRDN1-MS0W | 11 | 19.5 | 8.7 | No | N/A | 2 | 500 | 700 | 100 | 300 | 2025-01-01
210288129 | CTMorley | MOU-2A18G-2 |  | 12 | 19 | 9.8 | No | N/A | 3 | 600 | 800 | 150 | 350 | 2025-01-01
210288132 | CTMorley | MOU-3A27G-2 |  | 11.7 | 21 | 9.2 | No | N/A | 3 | 600 | 800 | 150 | 350 | 2025-01-01
210288135 | CTMorley | MOU-4A36G-2 |  | 11 | 20 | 9.2 | No | N/A | 3 | 600 | 800 | 150 | 350 | 2025-01-01
210288138 | CTMorley | MOU-5A48G-2 |  | 10.8 | 20.5 | 9.7 | No | N/A | 3 | 600 | 800 | 150 | 350 | 2025-01-01
210288141 | CTMorley | MOU-2A18H-2 |  | 12 | 19 | 9.3 | No | N/A | 3 | 600 | 800 | 150 | 350 | 2025-01-01
210288144 | CTMorley | MOU-3A27H-2 |  | 11.7 | 20 | 9.5 | No | N/A | 3 | 600 | 800 | 150 | 350 | 2025-01-01
210288150 | CTMorley | MOU-5A48H-2 |  | 11.7 | 20.9 | 9 | No | N/A | 3 | 600 | 800 | 150 | 350 | 2025-01-01
210288147 | CTMorley | MOU-4A36H-2 |  | 11.7 | 19 | 10 | No | N/A | 4 | 700 | 900 | 150 | 350 | 2025-01-01
209864937 | CTMorley | MOU-5A55G-2 |  | 10.5 | 19 | 8.6 | No | N/A | 2 | 500 | 700 | 100 | 300 | 2025-01-01
209864940 | CTMorley | MOU-5A55H-2 |  | 10.5 | 18.8 | 9.3 | No | N/A | 3 | 600 | 800 | 150 | 350 | 2025-01-01
217022121 | CTMorley | MOU-2B18G-2 |  | 12 | 20 | 10 | No | N/A | 4 | 700 | 900 | 150 | 350 | 2025-01-01
217022124 | CTMorley | MOU-3B27G-2 |  | 12 | 21 | 9 | No | N/A | 3 | 600 | 800 | 150 | 350 | 2025-01-01
217022127 | CTMorley | MOU-4B36G-2 |  | 11.7 | 20 | 9.2 | No | N/A | 3 | 600 | 800 | 150 | 350 | 2025-01-01
217022130 | CTMorley | MOU-5B48G-2 |  | 12 | 20.4 | 10.6 | No | N/A | 4 | 700 | 900 | 150 | 350 | 2025-01-01
217022133 | CTMorley | MOU-5B55G-2 |  | 10 | 18 | 9.2 | No | N/A | 3 | 600 | 800 | 150 | 350 | 2025-01-01
217022136 | CTMorley | MOU-2B18H-2 |  | 13 | 20 | 10 | No | N/A | 4 | 700 | 900 | 150 | 350 | 2025-01-01
217022139 | CTMorley | MOU-3B27H-2 |  | 12 | 19 | 9.5 | No | N/A | 3 | 600 | 800 | 150 | 350 | 2025-01-01
217022142 | CTMorley | MOU-4B36H-2 |  | 12 | 19.4 | 10.4 | No | N/A | 4 | 700 | 900 | 150 | 350 | 2025-01-01
217022145 | CTMorley | MOU-5B48H-2 |  | 11.7 | 20.4 | 11 | No | N/A | 4 | 700 | 900 | 150 | 350 | 2025-01-01
217022148 | CTMorley | MOU-5B55H-2 |  | 11.7 | 20 | 10.7 | No | N/A | 4 | 700 | 900 | 150 | 350 | 2025-01-01
217022144 | CTMorley | MOU-5B48H-2 |  | 12 | 21.2 | 10.2 | No | N/A | 4 | 700 | 900 | 150 | 350 | 2025-01-01
217022147 | CTMorley | MOU-5B55H-2 |  | 12 | 21.4 | 10.6 | No | N/A | 4 | 700 | 900 | 150 | 350 | 2025-01-01
217022138 | CTMorley | MOU-3B27H-2 |  | 12 | 21 | 10 | No | N/A | 4 | 700 | 900 | 150 | 350 | 2025-01-01
217022141 | CTMorley | MOU-4B36H-2 |  | 12.2 | 21.5 | 11.3 | No | N/A | 4 | 700 | 900 | 150 | 350 | 2025-01-01
217022132 | CTMorley | MOU-5B55G-2 |  | 10 | 19.2 | 9.6 | No | N/A | 3 | 600 | 800 | 150 | 350 | 2025-01-01
217022135 | CTMorley | MOU-2B18H-2 |  | 13 | 21 | 10 | No | N/A | 4 | 700 | 900 | 150 | 350 | 2025-01-01
217022126 | CTMorley | MOU-4B36G-2 |  | 12 | 23.1 | 10 | No | N/A | 4 | 700 | 900 | 150 | 350 | 2025-01-01
217022129 | CTMorley | MOU-5B48G-2 |  | 11.7 | 21.3 | 10 | No | N/A | 4 | 700 | 900 | 150 | 350 | 2025-01-01
217022120 | CTMorley | MOU-2B18G-2 |  | 12.5 | 23 | 10 | No | N/A | 4 | 700 | 900 | 150 | 350 | 2025-01-01
217022123 | CTMorley | MOU-3B27G-2 |  | 12.2 | 23 | 9.5 | No | N/A | 3 | 600 | 800 | 150 | 350 | 2025-01-01
209864939 | CTMorley | MOU-5A55H-2 |  | 10.5 | 20 | 9.5 | No | N/A | 3 | 600 | 800 | 150 | 350 | 2025-01-01
209864936 | CTMorley | MOU-5A55G-2 |  | 10.5 | 20.2 | 9.6 | No | N/A | 3 | 600 | 800 | 150 | 350 | 2025-01-01
210288146 | CTMorley | MOU-4A36H-2 |  | 12.5 | 20 | 9.7 | No | N/A | 3 | 600 | 800 | 150 | 350 | 2025-01-01
210288149 | CTMorley | MOU-5A48H-2 |  | 11 | 21.2 | 10 | No | N/A | 4 | 700 | 900 | 150 | 350 | 2025-01-01
210288140 | CTMorley | MOU-2A18H-2 |  | 12.5 | 20.5 | 9 | No | N/A | 3 | 600 | 800 | 150 | 350 | 2025-01-01
210288143 | CTMorley | MOU-3A27H-2 |  | 11.8 | 22.6 | 9.8 | No | N/A | 3 | 600 | 800 | 150 | 350 | 2025-01-01
210288134 | CTMorley | MOU-4A36G-2 |  | 10.6 | 23.1 | 9.6 | No | N/A | 3 | 600 | 800 | 150 | 350 | 2025-01-01
210288137 | CTMorley | MOU-5A48G-2 |  | 11 | 21.1 | 9.5 | No | N/A | 3 | 600 | 800 | 150 | 350 | 2025-01-01
210288128 | CTMorley | MOU-2A18G-2 |  | 12.5 | 21 | 10.2 | No | N/A | 4 | 700 | 900 | 150 | 350 | 2025-01-01
210288131 | CTMorley | MOU-3A27G-2 |  | 12.2 | 23.5 | 9.2 | No | N/A | 3 | 600 | 800 | 150 | 350 | 2025-01-01
210288130 | CTMorley | MOU-2A18G-2 |  | 12.25 | 20 | 10 | No | N/A | 4 | 700 | 900 | 150 | 350 | 2025-01-01
210288133 | CTMorley | MOU-3A27G-2 |  | 11.95 | 22.25 | 9.2 | No | N/A | 3 | 600 | 800 | 150 | 350 | 2025-01-01
210288136 | CTMorley | MOU-4A36G-2 |  | 10.8 | 21.55 | 9.4 | No | N/A | 3 | 600 | 800 | 150 | 350 | 2025-01-01
210288145 | CTMorley | MOU-3A27H-2 |  | 11.75 | 21.3 | 9.65 | No | N/A | 3 | 600 | 800 | 150 | 350 | 2025-01-01
210288142 | CTMorley | MOU-2A18H-2 |  | 12.25 | 19.75 | 9.15 | No | N/A | 3 | 600 | 800 | 150 | 350 | 2025-01-01
210288139 | CTMorley | MOU-5A48G-2 |  | 10.9 | 20.8 | 9.6 | No | N/A | 3 | 600 | 800 | 150 | 350 | 2025-01-01
210288151 | CTMorley | MOU-5A48H-2 |  | 11.35 | 21.05 | 9.4 | No | N/A | 3 | 600 | 800 | 150 | 350 | 2025-01-01
210288148 | CTMorley | MOU-4A36H-2 |  | 12.1 | 19.5 | 9.85 | No | N/A | 3 | 600 | 800 | 150 | 350 | 2025-01-01
209864938 | CTMorley | MOU-5A55G-2 |  | 10.5 | 19.6 | 9.1 | No | N/A | 3 | 600 | 800 | 150 | 350 | 2025-01-01
209864941 | CTMorley | MOU-5A55H-2 |  | 10.5 | 19.4 | 9.4 | No | N/A | 3 | 600 | 800 | 150 | 350 | 2025-01-01
217022122 | CTMorley | MOU-2B18G-2 |  | 12.25 | 21.5 | 10 | No | N/A | 4 | 700 | 900 | 150 | 350 | 2025-01-01
217022125 | CTMorley | MOU-3B27G-2 |  | 12.1 | 22 | 9.25 | No | N/A | 3 | 600 | 800 | 150 | 350 | 2025-01-01
217022128 | CTMorley | MOU-4B36G-2 |  | 11.85 | 21.55 | 9.6 | No | N/A | 3 | 600 | 800 | 150 | 350 | 2025-01-01
217022137 | CTMorley | MOU-2B18H-2 |  | 13 | 20.5 | 10 | No | N/A | 4 | 700 | 900 | 150 | 350 | 2025-01-01
217022134 | CTMorley | MOU-5B55G-2 |  | 10 | 18.6 | 9.4 | No | N/A | 3 | 600 | 800 | 150 | 350 | 2025-01-01
217022131 | CTMorley | MOU-5B48G-2 |  | 11.85 | 20.85 | 10.3 | No | N/A | 4 | 700 | 900 | 150 | 350 | 2025-01-01
217022140 | CTMorley | MOU-3B27H-2 |  | 12 | 20 | 9.75 | No | N/A | 3 | 600 | 800 | 150 | 350 | 2025-01-01
217022146 | CTMorley | MOU-5B48H-2 |  | 11.85 | 20.8 | 10.6 | No | N/A | 4 | 700 | 900 | 150 | 350 | 2025-01-01
217022143 | CTMorley | MOU-4B36H-2 |  | 12.1 | 20.45 | 10.85 | No | N/A | 4 | 700 | 900 | 150 | 350 | 2025-01-01
217022149 | CTMorley | MOU-5B55H-2 |  | 11.85 | 20.7 | 10.65 | No | N/A | 4 | 700 | 900 | 150 | 350 | 2025-01-01
217121480 | CTMorley | MOU-B06W-2 | MIU-B06W-2 | 16 | 25.3 | 14.6 | No | N/A | 4 | 700 | 900 | 150 | 350 | 2025-01-01
217121481 | CTMorley | MOU-B09H-2 | MIU-B09W-2 | 15 | 26 | 12.5 | No | N/A | 4 | 700 | 900 | 150 | 350 | 2025-01-01
217121482 | CTMorley | MOU-B12H-2 | MIU-B12W-2 | 13.2 | 24 | 10.5 | No | N/A | 4 | 700 | 900 | 150 | 350 | 2025-01-01
217121483 | CTMorley | MOU-B18H-2 | MIU-B18W-2 | 13 | 21.7 | 10.8 | No | N/A | 4 | 700 | 900 | 150 | 350 | 2025-01-01
217121484 | CTMorley | MOU-B24H-2 | MIU-B24W-2 | 12.5 | 22.3 | 13.3 | No | N/A | 4 | 700 | 900 | 150 | 350 | 2025-01-01
217121485 | CTMorley | MOU-B33H-2 | MIU-B33W-2 | 11.7 | 20 | 10.5 | No | N/A | 4 | 700 | 900 | 150 | 350 | 2025-01-01
217022059 | CTMorley | MOU-B09G-1 | MIU-B09W-1 | 12.5 | 21.5 | 9 | No | N/A | 3 | 600 | 800 | 150 | 350 | 2025-01-01
217022060 | CTMorley | MOU-B12G-1 | MIU-B12W-1 | 10 | 21.3 | 8.7 | No | N/A | 2 | 500 | 700 | 100 | 300 | 2025-01-01
217022061 | CTMorley | MOU-B09G-2 | MIU-B09GW-2 | 12.6 | 21.6 | 9.4 | No | N/A | 3 | 600 | 800 | 150 | 350 | 2025-01-01
217022062 | CTMorley | MOU-B12G-2 | MIU-B12GW-2 | 10.8 | 21.3 | 9.2 | No | N/A | 3 | 600 | 800 | 150 | 350 | 2025-01-01
217022063 | CTMorley | MOU-B18G-2 | MIU-B18GW-2 | 11.5 | 20.2 | 9.1 | No | N/A | 3 | 600 | 800 | 150 | 350 | 2025-01-01
217022064 | CTMorley | MOU-B24G-2 | MIU-B24GW-2 | 9.6 | 18.5 | 9 | No | N/A | 3 | 600 | 800 | 150 | 350 | 2025-01-01
217022065 | CTMorley | MOU-B30G-2 | MIU-B30W-2 | 12 | 22.3 | 9 | No | N/A | 3 | 600 | 800 | 150 | 350 | 2025-01-01
217022066 | CTMorley | MOU-B36G-2 | MIU-B36W-2 | 9.3 | 19.5 | 9.1 | No | N/A | 3 | 600 | 800 | 150 | 350 | 2025-01-01
217022067 | CTMorley | MOU-B06W-2 | MIU-B06HW-2 | 16 | 25.3 | 14.6 | No | N/A | 4 | 700 | 900 | 150 | 350 | 2025-01-01
217022068 | CTMorley | MOU-B09H-2 | MIU-B09HW-2 | 15 | 26 | 12.5 | No | N/A | 4 | 700 | 900 | 150 | 350 | 2025-01-01
217022069 | CTMorley | MOU-B12H-2 | MIU-B12HW-2 | 13.2 | 24 | 10.5 | No | N/A | 4 | 700 | 900 | 150 | 350 | 2025-01-01
217022070 | CTMorley | MOU-B18H-2 | MIU-B18HW-2 | 13 | 21.7 | 10.8 | No | N/A | 4 | 700 | 900 | 150 | 350 | 2025-01-01
217022071 | CTMorley | MOU-B24H-2 | MIU-B24HW-2 | 12.5 | 22.3 | 13.3 | No | N/A | 4 | 700 | 900 | 150 | 350 | 2025-01-01
217022072 | CTMorley | MOU-B33H-2 | MIU-B33HW-2 | 11.7 | 20 | 10.5 | No | N/A | 4 | 700 | 900 | 150 | 350 | 2025-01-01
217022073 | CTMorley | MOU-B09L-2 | MIU-B09C-2 | 14.3 | 21.6 | 11.3 | No | N/A | 4 | 700 | 900 | 150 | 350 | 2025-01-01
217022074 | CTMorley | MOU-B09L-2 | MIU-B09CO-2 | 14.4 | 22.1 | 11.8 | No | N/A | 4 | 700 | 900 | 150 | 350 | 2025-01-01
217022075 | CTMorley | MOU-B09L-2 | MIU-B09D-2 | 13 | 19.7 | 11.5 | No | N/A | 4 | 700 | 900 | 150 | 350 | 2025-01-01
217022076 | CTMorley | MOU-B09L-2 | MIU-B09F-2 | 16.2 | 26 | 13.9 | No | N/A | 4 | 700 | 900 | 150 | 350 | 2025-01-01
217022077 | CTMorley | MOU-B12L-2 | MIU-B12C-2 | 12.5 | 21.1 | 10.4 | No | N/A | 4 | 700 | 900 | 150 | 350 | 2025-01-01
217022078 | CTMorley | MOU-B12L-2 | MIU-B12CO-2 | 12.3 | 22.1 | 10 | No | N/A | 4 | 700 | 900 | 150 | 350 | 2025-01-01
217022079 | CTMorley | MOU-B12L-2 | MIU-B12D-2 | 12 | 19.5 | 10.5 | No | N/A | 4 | 700 | 900 | 150 | 350 | 2025-01-01
217022080 | CTMorley | MOU-B12L-2 | MIU-B12F-2 | 12.7 | 24.6 | 11 | No | N/A | 4 | 700 | 900 | 150 | 350 | 2025-01-01
217022081 | CTMorley | MOU-B18L-2 | MIU-B18C-2 | 12.5 | 20.7 | 11.4 | No | N/A | 4 | 700 | 900 | 150 | 350 | 2025-01-01
217022082 | CTMorley | MOU-B18L-2 | MIU-B18CO-2 | 12.5 | 22.2 | 12.2 | No | N/A | 4 | 700 | 900 | 150 | 350 | 2025-01-01
217022083 | CTMorley | MOU-B18L-2 | MIU-B18D-2 | 13.3 | 20 | 11.3 | No | N/A | 4 | 700 | 900 | 150 | 350 | 2025-01-01
217022084 | CTMorley | MOU-B18L-2 | MIU-B18F-2 | 12.5 | 22.3 | 10.4 | No | N/A | 4 | 700 | 900 | 150 | 350 | 2025-01-01
217022085 | CTMorley | MOU-B24L-2 | MIU-B24C-2 | 12 | 22 | 10.5 | No | N/A | 4 | 700 | 900 | 150 | 350 | 2025-01-01
217022086 | CTMorley | MOU-B24L-2 | MIU-B24D-2 | 12.5 | 19 | 11 | No | N/A | 4 | 700 | 900 | 150 | 350 | 2025-01-01
217022087 | CTMorley | MOU-B24L-2 | MIU-B24F-2 | 12.2 | 21.1 | 11.1 | No | N/A | 4 | 700 | 900 | 150 | 350 | 2025-01-01
217022088 | CTMorley | MOU-B36L-2 | MIU-B36LC-2 | 9.6 | 20 | 10.3 | No | N/A | 4 | 700 | 900 | 150 | 350 | 2025-01-01
217022089 | CTMorley | MOU-B36L-2 | MIU-B36LD-2 | 10.1 | 18.7 | 10.2 | No | N/A | 4 | 700 | 900 | 150 | 350 | 2025-01-01
217022090 | CTMorley | MOU-B36L-2 | MIU-B36LF-2 | 10.1 | 20 | 10 | No | N/A | 4 | 700 | 900 | 150 | 350 | 2025-01-01
217022091 | CTMorley | MOU-B48L-2 | MIU-B48LC-2 | 9.5 | 19 | 9.9 | No | N/A | 3 | 600 | 800 | 150 | 350 | 2025-01-01
217022092 | CTMorley | MOU-B48L-2 | MIU-B48LD-2 | 10 | 17.1 | 9.8 | No | N/A | 3 | 600 | 800 | 150 | 350 | 2025-01-01
217022093 | CTMorley | MOU-B48L-2 | MIU-B48LF-2 | 9.5 | 19.8 | 10.2 | No | N/A | 4 | 700 | 900 | 150 | 350 | 2025-01-01
217022094 | CTMorley | MOU-B60L-2 | MIU-B60LD-2 | 10 | 17 | 9.7 | No | N/A | 3 | 600 | 800 | 150 | 350 | 2025-01-01
217022095 | CTMorley | MOU-B60L-2 | MIU-B60LF-2 | 9.5 | 19.5 | 9.5 | No | N/A | 3 | 600 | 800 | 150 | 350 | 2025-01-01
217022096 | CTMorley | MOU-B06H-2 | MIU-B06CO-2 | 15 | 22 | 12 | No | N/A | 4 | 700 | 900 | 150 | 350 | 2025-01-01
217022097 | CTMorley | MOU-B09H-2 | MIU-B09C-2 | 14 | 22.6 | 12.1 | No | N/A | 4 | 700 | 900 | 150 | 350 | 2025-01-01
217022098 | CTMorley | MOU-B09H-2 | MIU-B09CO-2 | 14.6 | 24 | 12.1 | No | N/A | 4 | 700 | 900 | 150 | 350 | 2025-01-01
217022099 | CTMorley | MOU-B09H-2 | MIU-B09D-2 | 14 | 20.5 | 13.8 | No | N/A | 4 | 700 | 900 | 150 | 350 | 2025-01-01
217022100 | CTMorley | MOU-B09H-2 | MIU-B09F-2 | 15.1 | 27.2 | 10.9 | No | N/A | 4 | 700 | 900 | 150 | 350 | 2025-01-01
217022101 | CTMorley | MOU-B12H-2 | MIU-B12C-2 | 12.5 | 22.2 | 11.6 | No | N/A | 4 | 700 | 900 | 150 | 350 | 2025-01-01
217022102 | CTMorley | MOU-B12H-2 | MIU-B12CO-2 | 13 | 23 | 10 | No | N/A | 4 | 700 | 900 | 150 | 350 | 2025-01-01
217022103 | CTMorley | MOU-B12H-2 | MIU-B12D-2 | 12 | 20 | 10.6 | No | N/A | 4 | 700 | 900 | 150 | 350 | 2025-01-01
217022104 | CTMorley | MOU-B12H-2 | MIU-B12F-2 | 12.5 | 25 | 10.5 | No | N/A | 4 | 700 | 900 | 150 | 350 | 2025-01-01
217022105 | CTMorley | MOU-B18H-2 | MIU-B18C-2 | 12.5 | 20 | 12.3 | No | N/A | 4 | 700 | 900 | 150 | 350 | 2025-01-01
217022106 | CTMorley | MOU-B18H-2 | MIU-B18CO-2 | 12.5 | 20.6 | 12.2 | No | N/A | 4 | 700 | 900 | 150 | 350 | 2025-01-01
217022107 | CTMorley | MOU-B18H-2 | MIU-B18D-2 | 12 | 18.4 | 11.1 | No | N/A | 4 | 700 | 900 | 150 | 350 | 2025-01-01
217022108 | CTMorley | MOU-B18H-2 | MIU-B18F-2 | 12.5 | 20.4 | 10.3 | No | N/A | 4 | 700 | 900 | 150 | 350 | 2025-01-01
217022109 | CTMorley | MOU-B24H-2 | MIU-B24C-2 | 12 | 20.7 | 11.6 | No | N/A | 4 | 700 | 900 | 150 | 350 | 2025-01-01
217022110 | CTMorley | MOU-B24H-2 | MIU-B24D-2 | 12 | 19 | 11.7 | No | N/A | 4 | 700 | 900 | 150 | 350 | 2025-01-01
217022111 | CTMorley | MOU-B24H-2 | MIU-B24F-2 | 12 | 20.4 | 12.1 | No | N/A | 4 | 700 | 900 | 150 | 350 | 2025-01-01
217022112 | CTMorley | MOU-B36LH-2 | MIU-B36LC-2 | 12 | 21.2 | 10.6 | No | N/A | 4 | 700 | 900 | 150 | 350 | 2025-01-01
217022113 | CTMorley | MOU-B36LH-2 | MIU-B36LD-2 | 12 | 17.7 | 11.1 | No | N/A | 4 | 700 | 900 | 150 | 350 | 2025-01-01
217022114 | CTMorley | MOU-B36LH-2 | MIU-B36LF-2 | 12 | 20 | 10.8 | No | N/A | 4 | 700 | 900 | 150 | 350 | 2025-01-01
217022115 | CTMorley | MOU-B48LH-2 | MIU-B48LC-2 | 10 | 18 | 11 | No | N/A | 4 | 700 | 900 | 150 | 350 | 2025-01-01
217022116 | CTMorley | MOU-B48LH-2 | MIU-B48LD-2 | 10.4 | 16.7 | 10.8 | No | N/A | 4 | 700 | 900 | 150 | 350 | 2025-01-01
217022117 | CTMorley | MOU-B48LH-2 | MIU-B48LF-2 | 9.4 | 18.5 | 10.1 | No | N/A | 4 | 700 | 900 | 150 | 350 | 2025-01-01
217022118 | CTMorley | MOU-B55LH-2 | MIU-B60LD-2 | 10.2 | 15.8 | 10.4 | No | N/A | 2 | 500 | 700 | 100 | 300 | 2025-01-01
217022119 | CTMorley | MOU-B55LH-2 | MIU-B60LF-2 | 9 | 18 | 10.7 | No | N/A | 4 | 700 | 900 | 150 | 350 | 2025-01-01
209864929 | CTMorley | MOU-A09G-2 | MIU-A09GW-2 | 12.6 | 21.7 | 9.4 | No | N/A | 3 | 600 | 800 | 150 | 350 | 2025-01-01
209864930 | CTMorley | MOU-A12G-2 | MIU-A12GW-2 | 10.8 | 21.4 | 9.2 | No | N/A | 3 | 600 | 800 | 150 | 350 | 2025-01-01
209864931 | CTMorley | MOU-A18G-2 | MIU-A18GW-2 | 11 | 19.5 | 8.7 | No | N/A | 2 | 500 | 700 | 100 | 300 | 2025-01-01
209864932 | CTMorley | MOU-A24G-2 | MIU-A24GW-2 | 9.5 | 18.5 | 8.6 | No | N/A | 2 | 500 | 700 | 100 | 300 | 2025-01-01
209864933 | CTMorley | MOU-A09H-2 | MIU-A09CO-2 | 13 | 24 | 12.4 | No | N/A | 4 | 700 | 900 | 150 | 350 | 2025-01-01
209864934 | CTMorley | MOU-A12H-2 | MIU-A12CO-2 | 13 | 23 | 10 | No | N/A | 4 | 700 | 900 | 150 | 350 | 2025-01-01
209864935 | CTMorley | MOU-A18H-2 | MIU-A18CO-2 | 12.5 | 19.8 | 11.2 | No | N/A | 4 | 700 | 900 | 150 | 350 | 2025-01-01
209843058 | CTMorley | MOU-A12H-2 | MIU-A12C-2 | 12.7 | 22.3 | 10.2 | No | N/A | 4 | 700 | 900 | 150 | 350 | 2025-01-01
209843059 | CTMorley | MOU-A12H-2 | MIU-A12D-2 | 11.7 | 19.5 | 10 | No | N/A | 4 | 700 | 900 | 150 | 350 | 2025-01-01
209843060 | CTMorley | MOU-A12H-2 | MIU-A12F-2 | 13 | 23.6 | 10 | No | N/A | 4 | 700 | 900 | 150 | 350 | 2025-01-01
209843061 | CTMorley | MOU-A18H-2 | MIU-A18C-2 | 12.5 | 20 | 9.5 | No | N/A | 3 | 600 | 800 | 150 | 350 | 2025-01-01
209843062 | CTMorley | MOU-A18H-2 | MIU-A18D-2 | 11.7 | 18 | 9.5 | No | N/A | 3 | 600 | 800 | 150 | 350 | 2025-01-01
209843063 | CTMorley | MOU-A18H-2 | MIU-A18F-2 | 12.5 | 20.5 | 9.8 | No | N/A | 3 | 600 | 800 | 150 | 350 | 2025-01-01
209843064 | CTMorley | MOU-A24H-2 | MIU-A24C-2 | 11 | 20.5 | 11.5 | No | N/A | 4 | 700 | 900 | 150 | 350 | 2025-01-01
209843065 | CTMorley | MOU-A24H-2 | MIU-A24D-2 | 12 | 19.2 | 10.5 | No | N/A | 4 | 700 | 900 | 150 | 350 | 2025-01-01
209843066 | CTMorley | MOU-A24H-2 | MIU-A24F-2 | 11.7 | 20.5 | 11 | No | N/A | 4 | 700 | 900 | 150 | 350 | 2025-01-01
209843067 | CTMorley | MOU-A36L-2 | MIU-A36LC-2 | 9.4 | 19.2 | 8.8 | No | N/A | 2 | 500 | 700 | 100 | 300 | 2025-01-01
209843068 | CTMorley | MOU-A36L-2 | MIU-A36LD-2 | 8.8 | 15.8 | 8.8 | No | N/A | 2 | 500 | 700 | 100 | 300 | 2025-01-01
209843069 | CTMorley | MOU-A36L-2 | MIU-A36LF-2 | 8.5 | 19 | 9 | No | N/A | 3 | 600 | 800 | 150 | 350 | 2025-01-01
209843070 | CTMorley | MOU-A48L-2 | MIU-A48LC-2 | 9.5 | 18.5 | 9.8 | No | N/A | 3 | 600 | 800 | 150 | 350 | 2025-01-01
209843072 | CTMorley | MOU-A48L-2 | MIU-A48LF-2 | 9.3 | 18.9 | 10 | No | N/A | 4 | 700 | 900 | 150 | 350 | 2025-01-01
209843073 | CTMorley | MOU-A60L-2 | MIU-A60LD-2 | 10.3 | 17 | 8.4 | No | N/A | 1 | 400 | 600 | 100 | 300 | 2025-01-01
209843074 | CTMorley | MOU-A60L-2 | MIU-A60LF-2 | 9.8 | 19.8 | 9 | No | N/A | 3 | 600 | 800 | 150 | 350 | 2025-01-01
209843075 | CTMorley | MOU-A36LH-2 | MIU-A36LC-2 | 9.5 | 19.4 | 10.5 | No | N/A | 4 | 700 | 900 | 150 | 350 | 2025-01-01
209843076 | CTMorley | MOU-A36LH-2 | MIU-A36LD-2 | 9 | 16.5 | 11 | No | N/A | 4 | 700 | 900 | 150 | 350 | 2025-01-01
209843077 | CTMorley | MOU-A36LH-2 | MIU-A36LF-2 | 8.8 | 17.6 | 10 | No | N/A | 4 | 700 | 900 | 150 | 350 | 2025-01-01
209843078 | CTMorley | MOU-A48LH-2 | MIU-A48LC-2 | 8.3 | 16.8 | 10.7 | No | N/A | 4 | 700 | 900 | 150 | 350 | 2025-01-01
209843080 | CTMorley | MOU-A48LH-2 | MIU-A48LF-2 | 8.2 | 17 | 9.8 | No | N/A | 3 | 600 | 800 | 150 | 350 | 2025-01-01
209843081 | CTMorley | MOU-A09H-2 | MIU-A09C-2 | 13 | 20.5 | 10.3 | No | N/A | 4 | 700 | 900 | 150 | 350 | 2025-01-01
209843082 | CTMorley | MOU-A09H-2 | MIU-A09D-2 | 13.2 | 20.2 | 12 | No | N/A | 4 | 700 | 900 | 150 | 350 | 2025-01-01
209694741 | CTMorley | MOU-A09G-1 | MIU-A09W-1 | 12.5 | 21.5 | 9.1 | No | N/A | 3 | 600 | 800 | 150 | 350 | 2025-01-01
209694742 | CTMorley | MOU-A12G-1 | MIU-A12W-1 | 10.3 | 20.8 | 8.7 | No | N/A | 2 | 500 | 700 | 100 | 300 | 2025-01-01
209694743 | CTMorley | MOU-A30G-2 | MIU-A30W-2 | 10.5 | 18.6 | 8.7 | No | N/A | 2 | 500 | 700 | 100 | 300 | 2025-01-01
209694744 | CTMorley | MOU-A36G-2 | MIU-A36W-2 | 8.5 | 17.5 | 8.7 | No | N/A | 2 | 500 | 700 | 100 | 300 | 2025-01-01
209694745 | CTMorley | MOU-A09H-2 | MIU-A09W-2 | 15.8 | 26.4 | 11.6 | No | N/A | 4 | 700 | 900 | 150 | 350 | 2025-01-01
209694746 | CTMorley | MOU-A12H-2 | MIU-A12W-2 | 13 | 23.1 | 10.5 | No | N/A | 4 | 700 | 900 | 150 | 350 | 2025-01-01
209694747 | CTMorley | MOU-A18H-2 | MIU-A18W-2 | 13 | 22 | 10.6 | No | N/A | 4 | 700 | 900 | 150 | 350 | 2025-01-01
209694748 | CTMorley | MOU-A24H-2 | MIU-A24W-2 | 12.5 | 22.3 | 10.3 | No | N/A | 4 | 700 | 900 | 150 | 350 | 2025-01-01
211749882 | CTMorley | MOU-A33H-2 | MIU-A33HW-2 | 11.7 | 20 | 10 | No | N/A | 4 | 700 | 900 | 150 | 350 | 2025-01-01
211290024 | CTMorley | MOU-A12H-2 | MIU-B12F-2 | 13.3 | 24.2 | 10.7 | No | N/A | 4 | 700 | 900 | 150 | 350 | 2025-01-01
211290025 | CTMorley | MOU-A18H-2 | MIU-B16F-2 | 11 | 20.2 | 8.9 | No | N/A | 2 | 500 | 700 | 100 | 300 | 2025-01-01
210191033 | CTMorley | MOU-A55LH-2 | MIU-A60LD-2 | 9.4 | 15.8 | 9.5 | No | N/A | 2 | 500 | 700 | 100 | 300 | 2025-01-01
210191034 | CTMorley | MOU-A55LH-2 | MIU-A60LF-2 | 9 | 17.3 | 10.2 | No | N/A | 4 | 700 | 900 | 150 | 350 | 2025-01-01
212365443 | Custom Comfort | CCOXHAMZ555HP |  | 10.5 | 18.8 | 9.3 | Yes | Yes | 3 | 600 | 800 | 150 | 350 | 2025-01-01
212365434 | Custom Comfort | CCOXHAMZ218HP |  | 12 | 19 | 9.3 | Yes | Both | 3 | 600 | 800 | 150 | 350 | 2025-01-01
212365437 | Custom Comfort | CCOXHAMZ436HP |  | 11.7 | 19 | 10 | Yes | No | 4 | 700 | 900 | 150 | 350 | 2025-01-01
215746006 | Custom Comfort | CCOXHBMZ318HP |  | 13 | 20 | 10 | Yes | Both | 4 | 700 | 900 | 150 | 350 | 2025-01-01
212365440 | Custom Comfort | CCOXHAMZ548HP |  | 11.7 | 20.9 | 9 | Yes | Both | 3 | 600 | 800 | 150 | 350 | 2025-01-01
215746009 | Custom Comfort | CCOXHBMZ427HP |  | 12 | 19 | 9.5 | Yes | Both | 3 | 600 | 800 | 150 | 350 | 2025-01-01
215746012 | Custom Comfort | CCOXHBMZ536HP |  | 12 | 19.4 | 10.4 | Yes | Both | 4 | 700 | 900 | 150 | 350 | 2025-01-01
215746015 | Custom Comfort | CCOXHBMZ648HP |  | 11.7 | 20.4 | 11 | Yes | Both | 4 | 700 | 900 | 150 | 350 | 2025-01-01
215746018 | Custom Comfort | CCOXHBMZ655HP |  | 11.7 | 20 | 10.7 | Yes | Both | 4 | 700 | 900 | 150 | 350 | 2025-01-01
212631691 | Custom Comfort | CCOXHAMZ327HP |  | 11.8 | 19 | 10 | Yes | Both | 4 | 700 | 900 | 150 | 350 | 2025-01-01
212631690 | Custom Comfort | CCOXHAMZ327HP |  | 12.2 | 21.8 | 10 | Yes | Both | 4 | 700 | 900 | 150 | 350 | 2025-01-01
215746014 | Custom Comfort | CCOXHBMZ648HP |  | 12 | 23 | 11 | Yes | Both | 4 | 700 | 900 | 150 | 350 | 2025-01-01
215746017 | Custom Comfort | CCOXHBMZ655HP |  | 12 | 22.2 | 10.5 | Yes | Both | 4 | 700 | 900 | 150 | 350 | 2025-01-01
215746011 | Custom Comfort | CCOXHBMZ536HP |  | 13 | 23 | 10.7 | Yes | Both | 4 | 700 | 900 | 150 | 350 | 2025-01-01
215746005 | Custom Comfort | CCOXHBMZ318HP |  | 15 | 25 | 10.4 | Yes | Both | 4 | 700 | 900 | 150 | 350 | 2025-01-01
215746008 | Custom Comfort | CCOXHBMZ427HP |  | 12.5 | 23 | 10.5 | Yes | Both | 4 | 700 | 900 | 150 | 350 | 2025-01-01
212365442 | Custom Comfort | CCOXHAMZ555HP |  | 10.5 | 22 | 9.5 | Yes | Yes | 3 | 600 | 800 | 150 | 350 | 2025-01-01
212365436 | Custom Comfort | CCOXHAMZ436HP |  | 13.6 | 22.2 | 10.3 | Yes | Both | 4 | 700 | 900 | 150 | 350 | 2025-01-01
212365439 | Custom Comfort | CCOXHAMZ548HP |  | 11.7 | 21.8 | 9.8 | Yes | Both | 3 | 600 | 800 | 150 | 350 | 2025-01-01
212365433 | Custom Comfort | CCOXHAMZ218HP |  | 12.5 | 22 | 9.8 | Yes | Both | 3 | 600 | 800 | 150 | 350 | 2025-01-01
212631692 | Custom Comfort | CCOXHAMZ327HP |  | 12 | 20.4 | 10 | Yes | Both | 4 | 700 | 900 | 150 | 350 | 2025-01-01
212365444 | Custom Comfort | CCOXHAMZ555HP |  | 10.5 | 20.4 | 9.4 | Yes | Yes | 3 | 600 | 800 | 150 | 350 | 2025-01-01
212365435 | Custom Comfort | CCOXHAMZ218HP |  | 12.25 | 20.5 | 9.55 | Yes | Both | 3 | 600 | 800 | 150 | 350 | 2025-01-01
212365438 | Custom Comfort | CCOXHAMZ436HP |  | 12.65 | 20.6 | 10.15 | Yes | Both | 4 | 700 | 900 | 150 | 350 | 2025-01-01
215746007 | Custom Comfort | CCOXHBMZ318HP |  | 14 | 22.5 | 10.2 | Yes | Both | 4 | 700 | 900 | 150 | 350 | 2025-01-01
212365441 | Custom Comfort | CCOXHAMZ548HP |  | 11.7 | 21.35 | 9.4 | Yes | Both | 3 | 600 | 800 | 150 | 350 | 2025-01-01
215746010 | Custom Comfort | CCOXHBMZ427HP |  | 12.25 | 21 | 10 | Yes | Both | 4 | 700 | 900 | 150 | 350 | 2025-01-01
215746016 | Custom Comfort | CCOXHBMZ648HP |  | 11.85 | 21.7 | 11 | Yes | Both | 4 | 700 | 900 | 150 | 350 | 2025-01-01
215746013 | Custom Comfort | CCOXHBMZ536HP |  | 12.5 | 21.2 | 10.55 | Yes | Both | 4 | 700 | 900 | 150 | 350 | 2025-01-01
215746019 | Custom Comfort | CCOXHBMZ655HP |  | 11.85 | 21.1 | 10.6 | Yes | Both | 4 | 700 | 900 | 150 | 350 | 2025-01-01
215745976 | Custom Comfort | CCOXHBSZ17HP | CCOXHBWM18 | 12.5 | 21.4 | 11 | Yes | Both | 4 | 700 | 900 | 150 | 350 | 2025-01-01
215745977 | Custom Comfort | CCOXHBSZ24HP | CCOXHBWM24 | 13 | 21 | 13.5 | Yes | Both | 4 | 700 | 900 | 150 | 350 | 2025-01-01
215745978 | Custom Comfort | CCOXHBSZ33HP | CCOXHBWM33 | 12 | 19.5 | 10.5 | Yes | Both | 4 | 700 | 900 | 150 | 350 | 2025-01-01
215745979 | Custom Comfort | CCOXHBSZ09HP | CCOXHB4C09 | 14 | 22.6 | 12.1 | Yes | Both | 4 | 700 | 900 | 150 | 350 | 2025-01-01
215745980 | Custom Comfort | CCOXHBSZ12HP | CCOXHB4C12 | 12.5 | 22.2 | 11.6 | Yes | Both | 4 | 700 | 900 | 150 | 350 | 2025-01-01
215745981 | Custom Comfort | CCOXHBSZ17HP | CCOXHB4C18 | 12.5 | 20 | 12.3 | Yes | Both | 4 | 700 | 900 | 150 | 350 | 2025-01-01
215745982 | Custom Comfort | CCOXHBSZ24HP | CCOXHB4C24 | 12 | 20.7 | 11.6 | Yes | Both | 4 | 700 | 900 | 150 | 350 | 2025-01-01
215745983 | Custom Comfort | CCOXHBSZ06HP | CCOXHBSD06 | 14.4 | 21.4 | 13.8 | Yes | Both | 4 | 700 | 900 | 150 | 350 | 2025-01-01
215745984 | Custom Comfort | CCOXHBSZ09HP | CCOXHBSD09 | 14 | 20.5 | 13.8 | Yes | Both | 4 | 700 | 900 | 150 | 350 | 2025-01-01
215745985 | Custom Comfort | CCOXHBSZ12HP | CCOXHBSD12 | 12 | 20 | 10.6 | Yes | Both | 4 | 700 | 900 | 150 | 350 | 2025-01-01
215745986 | Custom Comfort | CCOXHBSZ17HP | CCOXHBSD18 | 12 | 18.4 | 11.1 | Yes | Both | 4 | 700 | 900 | 150 | 350 | 2025-01-01
215745987 | Custom Comfort | CCOXHBSZ24HP | CCOXHBSD24 | 12 | 19 | 11.7 | Yes | Both | 4 | 700 | 900 | 150 | 350 | 2025-01-01
215745988 | Custom Comfort | CCOXHBSZ09HP | CCOXHBFM09 | 15.1 | 27.2 | 10.9 | Yes | Both | 4 | 700 | 900 | 150 | 350 | 2025-01-01
215745989 | Custom Comfort | CCOXHBSZ12HP | CCOXHBFM12 | 12.5 | 25 | 10.5 | Yes | Both | 4 | 700 | 900 | 150 | 350 | 2025-01-01
215745990 | Custom Comfort | CCOXHBSZ17HP | CCOXHBFM18 | 12.5 | 20 | 10.3 | Yes | Both | 4 | 700 | 900 | 150 | 350 | 2025-01-01
215745991 | Custom Comfort | CCOXHBSZ17HP | CCOXHBFC18 | 12.5 | 20.4 | 10.3 | Yes | Both | 4 | 700 | 900 | 150 | 350 | 2025-01-01
215745992 | Custom Comfort | CCOXHBSZ24HP | CCOXHBFC24 | 12 | 20.4 | 12.1 | Yes | Both | 4 | 700 | 900 | 150 | 350 | 2025-01-01
215745993 | Custom Comfort | CCOXHBSZ06HP | CCOXHB1C06 | 15 | 22 | 12 | Yes | Both | 4 | 700 | 900 | 150 | 350 | 2025-01-01
215745994 | Custom Comfort | CCOXHBSZ09HP | CCOXHB1C09 | 14.6 | 24 | 12.1 | Yes | Both | 4 | 700 | 900 | 150 | 350 | 2025-01-01
215745995 | Custom Comfort | CCOXHBSZ12HP | CCOXHB1C12 | 13 | 23 | 10 | Yes | Both | 4 | 700 | 900 | 150 | 350 | 2025-01-01
215745996 | Custom Comfort | CCOXHBSZ17HP | CCOXHB1C18 | 12.5 | 20.6 | 12.2 | Yes | Both | 4 | 700 | 900 | 150 | 350 | 2025-01-01
215745997 | Custom Comfort | CCOXHBSZ36CHP | CCOXHB4C36 | 12 | 21.2 | 10.6 | Yes | Both | 4 | 700 | 900 | 150 | 350 | 2025-01-01
215745998 | Custom Comfort | CCOXHBSZ48CHP | CCOXHB4C48 | 10 | 18 | 11 | Yes | Yes | 4 | 700 | 900 | 150 | 350 | 2025-01-01
215745999 | Custom Comfort | CCOXHBSZ36CHP | CCOXHBSD36 | 12 | 17.7 | 11.1 | Yes | Both | 4 | 700 | 900 | 150 | 350 | 2025-01-01
215746000 | Custom Comfort | CCOXHBSZ48CHP | CCOXHBSD48 | 10.4 | 16.7 | 10.8 | Yes | Yes | 4 | 700 | 900 | 150 | 350 | 2025-01-01
215746001 | Custom Comfort | CCOXHBSZ60CHP | CCOXHBSD60 | 10.2 | 15.8 | 10.4 | Yes | Yes | 2 | 500 | 700 | 100 | 300 | 2025-01-01
215746002 | Custom Comfort | CCOXHBSZ36CHP | CCOXHBFC36 | 12 | 20 | 10.8 | Yes | Both | 4 | 700 | 900 | 150 | 350 | 2025-01-01
215746003 | Custom Comfort | CCOXHBSZ48CHP | CCOXHBFC48 | 9.4 | 18.5 | 10.1 | Yes | Yes | 4 | 700 | 900 | 150 | 350 | 2025-01-01
215746004 | Custom Comfort | CCOXHBSZ60CHP | CCOXHBFC60 | 9 | 18 | 10.7 | Yes | Yes | 4 | 700 | 900 | 150 | 350 | 2025-01-01
215745973 | Custom Comfort | CCOXHBSZ06HP | CCOXHBWM06 | 18 | 25.5 | 14.8 | Yes | Both | 4 | 700 | 900 | 150 | 350 | 2025-01-01
215745974 | Custom Comfort | CCOXHBSZ09HP | CCOXHBWM09 | 15.4 | 27.4 | 12.5 | Yes | Both | 4 | 700 | 900 | 150 | 350 | 2025-01-01
215745975 | Custom Comfort | CCOXHBSZ12HP | CCOXHBWM12 | 13.4 | 25.4 | 10.5 | Yes | Both | 4 | 700 | 900 | 150 | 350 | 2025-01-01
212365403 | Custom Comfort | CCOXHASZ06HP | CCOXHAWM06 | 15.8 | 26.5 | 13.6 | Yes | Both | 4 | 700 | 900 | 150 | 350 | 2025-01-01
212365404 | Custom Comfort | CCOXHASZ09HP | CCOXHAWM09 | 16.2 | 28.1 | 11.5 | Yes | Both | 4 | 700 | 900 | 150 | 350 | 2025-01-01
212365405 | Custom Comfort | CCOXHASZ12HP | CCOXHAWM12 | 14 | 25.5 | 10.4 | Yes | Both | 4 | 700 | 900 | 150 | 350 | 2025-01-01
212365406 | Custom Comfort | CCOXHASZ17HP | CCOXHAWM18 | 12.5 | 21.5 | 11.3 | Yes | Both | 4 | 700 | 900 | 150 | 350 | 2025-01-01
212365407 | Custom Comfort | CCOXHASZ24HP | CCOXHAWM24 | 13 | 21.5 | 11.4 | Yes | Both | 4 | 700 | 900 | 150 | 350 | 2025-01-01
212365408 | Custom Comfort | CCOXHASZ33HP | CCOXHAWM33 | 12 | 19.5 | 10 | Yes | Both | 4 | 700 | 900 | 150 | 350 | 2025-01-01
212365409 | Custom Comfort | CCOXHASZ09HP | CCOXHA4C09 | 13 | 20.5 | 10.3 | Yes | Both | 4 | 700 | 900 | 150 | 350 | 2025-01-01
212365410 | Custom Comfort | CCOXHASZ12HP | CCOXHA4C12 | 12.7 | 22.3 | 10.2 | Yes | Both | 4 | 700 | 900 | 150 | 350 | 2025-01-01
212365411 | Custom Comfort | CCOXHASZ17HP | CCOXHA4C18 | 12.5 | 20 | 9.5 | Yes | Both | 3 | 600 | 800 | 150 | 350 | 2025-01-01
212365412 | Custom Comfort | CCOXHASZ24HP | CCOXHA4C24 | 11 | 20.5 | 11.5 | Yes | Both | 4 | 700 | 900 | 150 | 350 | 2025-01-01
212365413 | Custom Comfort | CCOXHASZ36CHP | CCOXHA4C36 | 9.5 | 19.4 | 10.5 | Yes | Yes | 4 | 700 | 900 | 150 | 350 | 2025-01-01
212365414 | Custom Comfort | CCOXHASZ48CHP | CCOXHA4C48 | 8.3 | 16.8 | 10.7 | Yes | Yes | 4 | 700 | 900 | 150 | 350 | 2025-01-01
212365415 | Custom Comfort | CCOXHASZ09HP | CCOXHASD09 | 13.2 | 20.2 | 12 | Yes | Both | 4 | 700 | 900 | 150 | 350 | 2025-01-01
212365416 | Custom Comfort | CCOXHASZ12HP | CCOXHASD12 | 11.7 | 19.5 | 10 | Yes | Both | 4 | 700 | 900 | 150 | 350 | 2025-01-01
212365417 | Custom Comfort | CCOXHASZ17HP | CCOXHASD18 | 11.7 | 18 | 9.5 | Yes | Both | 3 | 600 | 800 | 150 | 350 | 2025-01-01
212365418 | Custom Comfort | CCOXHASZ24HP | CCOXHASD24 | 12 | 19.2 | 10.5 | Yes | Both | 4 | 700 | 900 | 150 | 350 | 2025-01-01
212365419 | Custom Comfort | CCOXHASZ36CHP | CCOXHASD36 | 9 | 16.5 | 11 | Yes | Yes | 4 | 700 | 900 | 150 | 350 | 2025-01-01
212365421 | Custom Comfort | CCOXHASZ60CHP | CCOXHASD60 | 9.4 | 15.8 | 9.5 | Yes | Yes | 2 | 500 | 700 | 100 | 300 | 2025-01-01
212365422 | Custom Comfort | CCOXHASZ12HP | CCOXHAFM12 | 13.3 | 24.2 | 10.7 | Yes | Both | 4 | 700 | 900 | 150 | 350 | 2025-01-01
212365423 | Custom Comfort | CCOXHASZ17HP | CCOXHAFM18 | 11 | 20.2 | 8.9 | Yes | Both | 2 | 500 | 700 | 100 | 300 | 2025-01-01
212365424 | Custom Comfort | CCOXHASZ17HP | CCOXHAFC18 | 12.5 | 20.5 | 9.8 | Yes | Both | 3 | 600 | 800 | 150 | 350 | 2025-01-01
212365425 | Custom Comfort | CCOXHASZ24HP | CCOXHAFC24 | 11.7 | 20.5 | 11 | Yes | Both | 4 | 700 | 900 | 150 | 350 | 2025-01-01
212365426 | Custom Comfort | CCOXHASZ36CHP | CCOXHAFC36 | 8.8 | 17.6 | 10 | Yes | Yes | 4 | 700 | 900 | 150 | 350 | 2025-01-01
212365427 | Custom Comfort | CCOXHASZ48CHP | CCOXHAFC48 | 8.2 | 17 | 9.8 | Yes | Yes | 3 | 600 | 800 | 150 | 350 | 2025-01-01
212365428 | Custom Comfort | CCOXHASZ60CHP | CCOXHAFC60 | 9 | 17.3 | 10.2 | Yes | Yes | 4 | 700 | 900 | 150 | 350 | 2025-01-01
212365429 | Custom Comfort | CCOXHASZ06HP | CCOXHA1C06 | 14.5 | 22 | 10.8 | Yes | Both | 4 | 700 | 900 | 150 | 350 | 2025-01-01
212365430 | Custom Comfort | CCOXHASZ09HP | CCOXHA1C09 | 13 | 24 | 12.4 | Yes | Both | 4 | 700 | 900 | 150 | 350 | 2025-01-01
212365431 | Custom Comfort | CCOXHASZ12HP | CCOXHA1C12 | 13 | 23 | 10 | Yes | Both | 4 | 700 | 900 | 150 | 350 | 2025-01-01
212365432 | Custom Comfort | CCOXHASZ17HP | CCOXHA1C18 | 12.5 | 19.8 | 11.2 | Yes | Both | 4 | 700 | 900 | 150 | 350 | 2025-01-01
210725102 | DAIKIN | 4MXL36WVJU* |  | 9.3 | 15.9 | 8.1 | No | N/A | 1 | 400 | 600 | 100 | 300 | 2025-01-01
211641706 | DAIKIN | RXTQ36TBVJU* |  | 9.2 | 15.3 | 8.5 | No | N/A | 2 | 500 | 700 | 100 | 300 | 2025-01-01
211641707 | DAIKIN | RXTQ60TBVJU* |  | 8.5 | 15.5 | 8.5 | No | N/A | 2 | 500 | 700 | 100 | 300 | 2025-01-01
211641708 | DAIKIN | RXSQ24TBVJU* |  | 11.2 | 15.9 | 8.2 | No | N/A | 1 | 400 | 600 | 100 | 300 | 2025-01-01
211641709 | DAIKIN | RXSQ36TBVJU* |  | 9.2 | 15.3 | 8.5 | No | N/A | 2 | 500 | 700 | 100 | 300 | 2025-01-01
211641710 | DAIKIN | RXSQ60TBVJU* |  | 8.5 | 15.5 | 8.5 | No | N/A | 2 | 500 | 700 | 100 | 300 | 2025-01-01
217178414 | DAIKIN | RXTA24AAVJU* |  | 11.8 | 16 | 8.2 | No | N/A | 1 | 400 | 600 | 100 | 300 | 2025-01-01
217178415 | DAIKIN | RXTA36AAVJU* |  | 11.3 | 16 | 8.5 | No | N/A | 2 | 500 | 700 | 100 | 300 | 2025-01-01
217178416 | DAIKIN | RXTA48AAVJU* |  | 9 | 16 | 8.5 | No | N/A | 2 | 500 | 700 | 100 | 300 | 2025-01-01
217178417 | DAIKIN | RXTA60AAVJU* |  | 8.5 | 16 | 8.5 | No | N/A | 2 | 500 | 700 | 100 | 300 | 2025-01-01
217178418 | DAIKIN | RXLA36AAVJU* |  | 11.3 | 16 | 8.5 | No | N/A | 2 | 500 | 700 | 100 | 300 | 2025-01-01
217178419 | DAIKIN | RXLA48AAVJU* |  | 9 | 16 | 8.5 | No | N/A | 2 | 500 | 700 | 100 | 300 | 2025-01-01
217178408 | DAIKIN | RXTA24AAVJU* |  | 14.8 | 23.3 | 9.6 | No | N/A | 3 | 600 | 800 | 150 | 350 | 2025-01-01
217178409 | DAIKIN | RXTA36AAVJU* |  | 14 | 23 | 9.6 | No | N/A | 3 | 600 | 800 | 150 | 350 | 2025-01-01
217178410 | DAIKIN | RXTA48AAVJU* |  | 12 | 20 | 9.5 | No | N/A | 3 | 600 | 800 | 150 | 350 | 2025-01-01
217178411 | DAIKIN | RXTA60AAVJU* |  | 8.7 | 20.5 | 9.5 | No | N/A | 3 | 600 | 800 | 150 | 350 | 2025-01-01
217178412 | DAIKIN | RXLA36AAVJU* |  | 14 | 23 | 9.6 | No | N/A | 3 | 600 | 800 | 150 | 350 | 2025-01-01
217178413 | DAIKIN | RXLA48AAVJU* |  | 12 | 20 | 9.5 | No | N/A | 3 | 600 | 800 | 150 | 350 | 2025-01-01
212604424 | DAIKIN | 2MXLH18WVJU* |  | 12 | 16 | 8.5 | No | N/A | 2 | 500 | 700 | 100 | 300 | 2025-01-01
212604425 | DAIKIN | 3MXLH24WVJU* |  | 11.7 | 18 | 9.3 | No | N/A | 3 | 600 | 800 | 150 | 350 | 2025-01-01
212604426 | DAIKIN | 4MXLH36WVJU* |  | 11.7 | 20 | 8.8 | No | N/A | 2 | 500 | 700 | 100 | 300 | 2025-01-01
214837757 | DAIKIN | 2MXM18AVJU* |  | 12 | 21 | 10 | Yes | Both | 4 | 700 | 900 | 150 | 350 | 2025-01-01
214837758 | DAIKIN | 3MXM24AVJU* |  | 12 | 21 | 10 | Yes | Both | 4 | 700 | 900 | 150 | 350 | 2025-01-01
214837759 | DAIKIN | 4MXM36AVJU* |  | 10 | 20 | 9.5 | Yes | Yes | 3 | 600 | 800 | 150 | 350 | 2025-01-01
214837760 | DAIKIN | 2MXT18AVJU* |  | 12 | 21 | 10 | Yes | Both | 4 | 700 | 900 | 150 | 350 | 2025-01-01
214837761 | DAIKIN | 2MXTH18AVJU* |  | 12 | 21 | 10 | No | N/A | 4 | 700 | 900 | 150 | 350 | 2025-01-01
211641659 | DAIKIN | RXTQ36TBVJU* |  | 12 | 23 | 9.6 | No | N/A | 3 | 600 | 800 | 150 | 350 | 2025-01-01
211641660 | DAIKIN | RXTQ48TBVJU* |  | 10.3 | 20 | 9.5 | No | N/A | 3 | 600 | 800 | 150 | 350 | 2025-01-01
211641661 | DAIKIN | RXTQ60TBVJU* |  | 9.8 | 20.5 | 9.5 | No | N/A | 3 | 600 | 800 | 150 | 350 | 2025-01-01
211641662 | DAIKIN | RXSQ24TBVJU* |  | 14.5 | 23 | 9.6 | No | N/A | 3 | 600 | 800 | 150 | 350 | 2025-01-01
211641703 | DAIKIN | RXSQ36TBVJU* |  | 12 | 23 | 9.6 | No | N/A | 3 | 600 | 800 | 150 | 350 | 2025-01-01
211641704 | DAIKIN | RXSQ48TBVJU* |  | 10.3 | 20 | 9.5 | No | N/A | 3 | 600 | 800 | 150 | 350 | 2025-01-01
211641705 | DAIKIN | RXSQ60TBVJU* |  | 9.8 | 20.5 | 9.5 | No | N/A | 3 | 600 | 800 | 150 | 350 | 2025-01-01
210722659 | DAIKIN | 2MXS18WMVJU* |  | 11.8 | 16 | 8.7 | No | N/A | 2 | 500 | 700 | 100 | 300 | 2025-01-01
210722661 | DAIKIN | 3MXS24WMVJU* |  | 11.7 | 18 | 9.7 | No | N/A | 3 | 600 | 800 | 150 | 350 | 2025-01-01
210722662 | DAIKIN | 4MXS36WMVJU* |  | 9.2 | 18.1 | 9.4 | No | N/A | 3 | 600 | 800 | 150 | 350 | 2025-01-01
210722663 | DAIKIN | 5MXS48WVJU* |  | 10.5 | 20.6 | 9.3 | No | N/A | 3 | 600 | 800 | 150 | 350 | 2025-01-01
210722664 | DAIKIN | 2MXL18WMVJU* |  | 12 | 16 | 8.7 | Yes | Yes | 2 | 500 | 700 | 100 | 300 | 2025-01-01
210722665 | DAIKIN | 3MXL24WMVJU* |  | 11.7 | 18 | 9.7 | Yes | Yes | 3 | 600 | 800 | 150 | 350 | 2025-01-01
210722666 | DAIKIN | 4MXL36WVJU* |  | 11.7 | 20 | 9 | No | N/A | 3 | 600 | 800 | 150 | 350 | 2025-01-01
210800987 | DAIKIN | 5MXS48WVJU* |  | 9.35 | 17.5 | 8.6 | No | N/A | 2 | 500 | 700 | 100 | 300 | 2025-01-01
210800988 | DAIKIN | 2MXL18WMVJU* |  | 10.5 | 15.2 | 8.2 | No | N/A | 1 | 400 | 600 | 100 | 300 | 2025-01-01
210800989 | DAIKIN | 3MXL24WMVJU* |  | 10.1 | 16.5 | 8.8 | No | N/A | 2 | 500 | 700 | 100 | 300 | 2025-01-01
210800990 | DAIKIN | 4MXL36WVJU* |  | 10.5 | 18 | 8.6 | No | N/A | 2 | 500 | 700 | 100 | 300 | 2025-01-01
211641711 | DAIKIN | RXTQ36TBVJU* |  | 10.6 | 19.15 | 9.05 | No | N/A | 3 | 600 | 800 | 150 | 350 | 2025-01-01
211641712 | DAIKIN | RXTQ60TBVJU* |  | 9.15 | 18 | 9 | No | N/A | 3 | 600 | 800 | 150 | 350 | 2025-01-01
211641713 | DAIKIN | RXSQ24TBVJU* |  | 12.75 | 16.95 | 8.5 | No | N/A | 2 | 500 | 700 | 100 | 300 | 2025-01-01
211641714 | DAIKIN | RXSQ36TBVJU* |  | 10.6 | 19.2 | 9.05 | No | N/A | 3 | 600 | 800 | 150 | 350 | 2025-01-01
211641715 | DAIKIN | RXSQ60TBVJU* |  | 9.15 | 18 | 9 | No | N/A | 3 | 600 | 800 | 150 | 350 | 2025-01-01
211661503 | DAIKIN | RXTQ48TBVJU* |  | 9.1 | 17.3 | 8.9 | No | N/A | 2 | 500 | 700 | 100 | 300 | 2025-01-01
211661507 | DAIKIN | RXSQ48TBVJU* |  | 9.1 | 17.3 | 8.9 | No | N/A | 2 | 500 | 700 | 100 | 300 | 2025-01-01
210800984 | DAIKIN | 2MXS18WMVJU* |  | 10.3 | 15.2 | 8.2 | No | N/A | 1 | 400 | 600 | 100 | 300 | 2025-01-01
210800985 | DAIKIN | 3MXS24WMVJU* |  | 10.1 | 16.5 | 8.8 | No | N/A | 2 | 500 | 700 | 100 | 300 | 2025-01-01
210800986 | DAIKIN | 4MXS36WMVJU* |  | 8.6 | 16.5 | 8.6 | No | N/A | 2 | 500 | 700 | 100 | 300 | 2025-01-01
212604430 | DAIKIN | 3MXLH24WVJU* |  | 10.1 | 16.5 | 8.4 | No | N/A | 1 | 400 | 600 | 100 | 300 | 2025-01-01
212604432 | DAIKIN | 4MXLH36WVJU* |  | 10.5 | 18 | 8.3 | No | N/A | 1 | 400 | 600 | 100 | 300 | 2025-01-01
217178420 | DAIKIN | RXTA24AAVJU* |  | 13.3 | 19.65 | 8.9 | No | N/A | 2 | 500 | 700 | 100 | 300 | 2025-01-01
217178421 | DAIKIN | RXTA36AAVJU* |  | 12.65 | 19.5 | 9.05 | No | N/A | 3 | 600 | 800 | 150 | 350 | 2025-01-01
217178422 | DAIKIN | RXTA48AAVJU* |  | 10.5 | 18 | 9 | No | N/A | 3 | 600 | 800 | 150 | 350 | 2025-01-01
217178423 | DAIKIN | RXTA60AAVJU* |  | 8.6 | 18.25 | 9 | No | N/A | 3 | 600 | 800 | 150 | 350 | 2025-01-01
217178424 | DAIKIN | RXLA36AAVJU* |  | 12.65 | 19.5 | 9.05 | No | N/A | 3 | 600 | 800 | 150 | 350 | 2025-01-01
217178425 | DAIKIN | RXLA48AAVJU* |  | 10.5 | 18 | 9 | No | N/A | 3 | 600 | 800 | 150 | 350 | 2025-01-01
217175208 | DAIKIN | RZA18AAVJU* | FCA18A*VJU* | 14 | 19.5 | 9.2 | No | N/A | 3 | 600 | 800 | 150 | 350 | 2025-01-01
217175209 | DAIKIN | RZA24AAVJU* | FCA24A*VJU* | 13.4 | 19.6 | 9.1 | No | N/A | 3 | 600 | 800 | 150 | 350 | 2025-01-01
217175210 | DAIKIN | RZA30AAVJU* | FCA30A*VJU* | 13.2 | 21 | 10.1 | No | N/A | 4 | 700 | 900 | 150 | 350 | 2025-01-01
217175211 | DAIKIN | RZA36AAVJU* | FCA36A*VJU* | 12.2 | 20 | 10 | No | N/A | 4 | 700 | 900 | 150 | 350 | 2025-01-01
217175212 | DAIKIN | RZA42AAVJU* | FCA42A*VJU* | 10.5 | 18.9 | 10.2 | No | N/A | 4 | 700 | 900 | 150 | 350 | 2025-01-01
217175213 | DAIKIN | RZA48AAVJU* | FCA48A*VJU* | 8.8 | 18 | 9.7 | No | N/A | 3 | 600 | 800 | 150 | 350 | 2025-01-01
217175214 | DAIKIN | RZA18AAVJU* | FTA18A*VJU* | 11.7 | 17.5 | 9 | No | N/A | 3 | 600 | 800 | 150 | 350 | 2025-01-01
217175215 | DAIKIN | RZA24AAVJU* | FTA24A*VJU* | 11.7 | 17 | 9 | No | N/A | 3 | 600 | 800 | 150 | 350 | 2025-01-01
217175216 | DAIKIN | RZA30AAVJU* | FTA30A*VJU* | 11 | 16.8 | 9 | No | N/A | 3 | 600 | 800 | 150 | 350 | 2025-01-01
217175217 | DAIKIN | RZA36AAVJU* | FTA36A*VJU* | 10 | 16.8 | 9 | No | N/A | 3 | 600 | 800 | 150 | 350 | 2025-01-01
217175218 | DAIKIN | RZA48AAVJU* | FTA48A*VJU* | 8.9 | 15.2 | 9 | No | N/A | 2 | 500 | 700 | 100 | 300 | 2025-01-01
217175219 | DAIKIN | RZA18AAVJU* | FBA18A*VJU* | 13.45 | 16.3 | 8.5 | No | N/A | 2 | 500 | 700 | 100 | 300 | 2025-01-01
217175220 | DAIKIN | RZA24AAVJU* | FBA24A*VJU* | 11.7 | 16.2 | 9.3 | No | N/A | 3 | 600 | 800 | 150 | 350 | 2025-01-01
217175221 | DAIKIN | RZA30AAVJU* | FBA30A*VJU* | 12.35 | 16.5 | 8.9 | No | N/A | 2 | 500 | 700 | 100 | 300 | 2025-01-01
217175222 | DAIKIN | RZA36AAVJU* | FBA36A*VJU* | 11.75 | 16.9 | 8.8 | No | N/A | 2 | 500 | 700 | 100 | 300 | 2025-01-01
217175223 | DAIKIN | RZA42AAVJU* | FBA42A*VJU* | 10.5 | 15.6 | 9.5 | No | N/A | 2 | 500 | 700 | 100 | 300 | 2025-01-01
217175224 | DAIKIN | RZA48AAVJU* | FBA48A*VJU* | 8.9 | 15.3 | 9.3 | No | N/A | 2 | 500 | 700 | 100 | 300 | 2025-01-01
217175225 | DAIKIN | RZA42AAVJU* | FTA42A*VJU* | 10 | 16 | 9 | No | N/A | 3 | 600 | 800 | 150 | 350 | 2025-01-01
217005314 | DAIKIN | RXF18BVJU* | FTXF18BVJU* | 12 | 21 | 9.6 | Yes | Both | 3 | 600 | 800 | 150 | 350 | 2025-01-01
217005315 | DAIKIN | RXF24BVJU* | FTXF24BVJU* | 12 | 21 | 9.5 | Yes | Both | 3 | 600 | 800 | 150 | 350 | 2025-01-01
216618814 | DAIKIN | RXT15AVJU* | FTXV15AVJU* | 12.2 | 21 | 10.5 | Yes | Both | 4 | 700 | 900 | 150 | 350 | 2025-01-01
216620038 | DAIKIN | RXF09BVJU* | FTXF09BVJU* | 12.5 | 21 | 10.2 | Yes | Both | 4 | 700 | 900 | 150 | 350 | 2025-01-01
216620039 | DAIKIN | RXF12BVJU* | FTXF12BVJU* | 12.5 | 21 | 10.2 | Yes | Both | 4 | 700 | 900 | 150 | 350 | 2025-01-01
216521345 | DAIKIN | RZQ18TBVJU* | FXMQ18TBVJU | 12.5 | 15.5 | 8.5 | No | N/A | 2 | 500 | 700 | 100 | 300 | 2025-01-01
216521347 | DAIKIN | RZQ24TBVJU* | FXMQ24TBVJU | 10.5 | 15.4 | 9.3 | No | N/A | 2 | 500 | 700 | 100 | 300 | 2025-01-01
216521350 | DAIKIN | RZQ30TBVJU* | FXMQ30TBVJU | 12.2 | 16.5 | 8.9 | No | N/A | 2 | 500 | 700 | 100 | 300 | 2025-01-01
216521352 | DAIKIN | RZQ36TBVJU* | FXMQ36TBVJU | 11.7 | 16.9 | 8.8 | No | N/A | 2 | 500 | 700 | 100 | 300 | 2025-01-01
216521354 | DAIKIN | RZQ42TBVJU* | FXMQ48TBVJU | 10.3 | 15.6 | 9.5 | No | N/A | 2 | 500 | 700 | 100 | 300 | 2025-01-01
216521357 | DAIKIN | RZQ48TBVJU* | FXMQ48TBVJU | 8.3 | 15.3 | 9.3 | No | N/A | 2 | 500 | 700 | 100 | 300 | 2025-01-01
216504980 | DAIKIN | RXQ09ASBU* | FTXQ09ASBU* | 12 | 20 | 9 | No | N/A | 3 | 600 | 800 | 150 | 350 | 2025-01-01
216504981 | DAIKIN | RXQ12ASBU* | FTXQ12ASBU* | 12 | 20 | 9 | No | N/A | 3 | 600 | 800 | 150 | 350 | 2025-01-01
212521705 | DAIKIN | RXL09WMVJU* | FTX09WMVJU* | 11.5 | 19.5 | 10 | No | N/A | 4 | 700 | 900 | 150 | 350 | 2025-01-01
212521709 | DAIKIN | RXL09WMVJU* | FVXS09WVJU* | 11.5 | 19.5 | 9.7 | No | N/A | 3 | 600 | 800 | 150 | 350 | 2025-01-01
212521702 | DAIKIN | RX09WMVJU* | FFQ09W2VJU* | 12 | 19.8 | 9.4 | No | N/A | 3 | 600 | 800 | 150 | 350 | 2025-01-01
212506073 | DAIKIN | RX15WMVJU* | FFQ15W2VJU* | 11.5 | 19.6 | 8.8 | No | N/A | 2 | 500 | 700 | 100 | 300 | 2025-01-01
212506074 | DAIKIN | RX18WMVJU* | FFQ18W2VJU* | 11.5 | 18.2 | 8.4 | No | N/A | 1 | 400 | 600 | 100 | 300 | 2025-01-01
212506075 | DAIKIN | RX24WMVJU* | FDMQ24WVJU* | 10 | 15.2 | 8.1 | No | N/A | 1 | 400 | 600 | 100 | 300 | 2025-01-01
212506076 | DAIKIN | RXL12WMVJU* | FTX12WMVJU* | 11.5 | 19.5 | 10 | No | N/A | 4 | 700 | 900 | 150 | 350 | 2025-01-01
212506077 | DAIKIN | RXL15WMVJU* | FTX15WMVJU* | 12 | 19.5 | 10 | No | N/A | 4 | 700 | 900 | 150 | 350 | 2025-01-01
212506078 | DAIKIN | RX15WMVJU* | FDMQ15WVJU* | 10 | 15.3 | 8.2 | No | N/A | 1 | 400 | 600 | 100 | 300 | 2025-01-01
212506081 | DAIKIN | RX18WMVJU* | FDMQ18WVJU* | 9.4 | 15.3 | 8.2 | No | N/A | 1 | 400 | 600 | 100 | 300 | 2025-01-01
212506082 | DAIKIN | RXL12WMVJU* | FVXS12WVJU* | 11 | 19.5 | 9.4 | No | N/A | 3 | 600 | 800 | 150 | 350 | 2025-01-01
212506084 | DAIKIN | RXL15WMVJU* | FVXS15WVJU* | 11.5 | 19.5 | 9.3 | No | N/A | 3 | 600 | 800 | 150 | 350 | 2025-01-01
212494258 | DAIKIN | RXM12WVJU* | FTXM12WVJU* | 13.2 | 25.2 | 10.7 | No | N/A | 4 | 700 | 900 | 150 | 350 | 2025-01-01
212494259 | DAIKIN | RXM18WVJU* | FTXM18WVJU* | 12.5 | 22.7 | 10 | No | N/A | 4 | 700 | 900 | 150 | 350 | 2025-01-01
212494260 | DAIKIN | RXM24WVJU* | FTXM24WVJU* | 12 | 22 | 10 | No | N/A | 4 | 700 | 900 | 150 | 350 | 2025-01-01
212494263 | DAIKIN | RXL18WMVJU* | FTX18WVJU* | 11.5 | 19.8 | 8.5 | No | N/A | 2 | 500 | 700 | 100 | 300 | 2025-01-01
212494264 | DAIKIN | RXL24WMVJU* | FTX24WVJU* | 11.5 | 19.5 | 8.5 | No | N/A | 2 | 500 | 700 | 100 | 300 | 2025-01-01
212494266 | DAIKIN | RXL24WMVJU* | FDMQ24WVJU* | 9.6 | 15.2 | 8.4 | No | N/A | 1 | 400 | 600 | 100 | 300 | 2025-01-01
212494257 | DAIKIN | RXM09WVJU* | FTXM09WVJU* | 16.3 | 27.4 | 11.2 | No | N/A | 4 | 700 | 900 | 150 | 350 | 2025-01-01
214025273 | DAIKIN | RZQ30TBVJU* | FTQ30TBVJU*A* | 11.9 | 15.6 | 9.1 | No | N/A | 2 | 500 | 700 | 100 | 300 | 2025-01-01
214025274 | DAIKIN | RZQ42TBVJU* | FTQ42TBVJU*A* | 10.6 | 16 | 9.2 | No | N/A | 3 | 600 | 800 | 150 | 350 | 2025-01-01
214025275 | DAIKIN | RZQ48TBVJU* | FTQ48TBVJU*A* | 9.1 | 15.3 | 8.8 | No | N/A | 2 | 500 | 700 | 100 | 300 | 2025-01-01
214025276 | DAIKIN | RZQ36TBVJU* | FTQ36TBVJU*A* | 11.2 | 16.4 | 8.8 | No | N/A | 2 | 500 | 700 | 100 | 300 | 2025-01-01
213895720 | DAIKIN | RXF12AXVJU | FTXF12AXVJU | 12.5 | 21 | 10.2 | Yes | No | 4 | 700 | 900 | 150 | 350 | 2025-01-01
213895721 | DAIKIN | RXF18AXVJU | FTXF18AXVJU | 12 | 21 | 9.6 | Yes | No | 3 | 600 | 800 | 150 | 350 | 2025-01-01
213895722 | DAIKIN | RXF24AXVJU | FTXF24AXVJU | 12 | 21 | 9.1 | Yes | No | 3 | 600 | 800 | 150 | 350 | 2025-01-01
213895723 | DAIKIN | RXC12AXVJU | FTXC12AXVJU | 8.5 | 18 | 9 | No | N/A | 3 | 600 | 800 | 150 | 350 | 2025-01-01
213895724 | DAIKIN | RXC18AXVJU | FTXC18AXVJU | 10.5 | 18 | 9 | No | N/A | 3 | 600 | 800 | 150 | 350 | 2025-01-01
10276430 | DAIKIN | RXS09SL116 | FTXS09SL116 | 9.55 | 17 | 8.3 | No | N/A | 1 | 400 | 600 | 100 | 300 | 2025-01-01
10276440 | DAIKIN | RXS24SL216 | FTXS24SL216 | 10.95 | 18.5 | 8.5 | No | N/A | 2 | 500 | 700 | 100 | 300 | 2025-01-01
8639874 | DAIKIN | RXS09TL116 | FTXS09TL116 | 13 | 23 | 9.4 | No | N/A | 3 | 600 | 800 | 150 | 350 | 2025-01-01
8639875 | DAIKIN | RXS09TL216 | FTXS09TL216 | 14 | 23 | 8.5 | No | N/A | 2 | 500 | 700 | 100 | 300 | 2025-01-01
8639876 | DAIKIN | RXS12TL116 | FTXS12TL116 | 12 | 21.5 | 8.2 | No | N/A | 1 | 400 | 600 | 100 | 300 | 2025-01-01
8639877 | DAIKIN | RXS12TL216 | FTXS12TL216 | 12 | 21.5 | 8.5 | No | N/A | 2 | 500 | 700 | 100 | 300 | 2025-01-01
8639879 | DAIKIN | RXS24TL216 | FTXS24TL216 | 12.5 | 20 | 8.5 | No | N/A | 2 | 500 | 700 | 100 | 300 | 2025-01-01
8641300 | DAIKIN | RXS09TL116 | FTXS09TL116-3 | 13 | 23 | 9.4 | No | N/A | 3 | 600 | 800 | 150 | 350 | 2025-01-01
8641301 | DAIKIN | RXS09TL216 | FTXS09TL216-3 | 14 | 23 | 8.5 | No | N/A | 2 | 500 | 700 | 100 | 300 | 2025-01-01
8641302 | DAIKIN | RXS12TL116 | FTXS12TL116-3 | 12 | 21.5 | 8.2 | No | N/A | 1 | 400 | 600 | 100 | 300 | 2025-01-01
8641303 | DAIKIN | RXS12TL216 | FTXS12TL216-3 | 12 | 21.5 | 8.5 | No | N/A | 2 | 500 | 700 | 100 | 300 | 2025-01-01
8641305 | DAIKIN | RXS24TL216 | FTXS24TL216-3 | 12.5 | 20 | 8.5 | No | N/A | 2 | 500 | 700 | 100 | 300 | 2025-01-01
215710688 | DAIKIN | RXT12AVJU* | FTXV12AVJU* | 12 | 20 | 10.2 | Yes | Yes | 4 | 700 | 900 | 150 | 350 | 2025-01-01
215441727 | DAIKIN | RXT09AVJU* | FTXV09AVJU* | 12.2 | 21 | 10.2 | Yes | Yes | 4 | 700 | 900 | 150 | 350 | 2025-01-01
215389735 | DAIKIN | RXT18AVJU* | FTXV18AVJU* | 12 | 21 | 9.6 | Yes | Both | 3 | 600 | 800 | 150 | 350 | 2025-01-01
215389736 | DAIKIN | RXT24AVJU* | FTXV24AVJU* | 12 | 21 | 9.5 | Yes | Both | 3 | 600 | 800 | 150 | 350 | 2025-01-01
214725904 | DAIKIN | RZQ18TBVJU* | FTQ18TBVJU*A* | 11.7 | 15.6 | 8.1 | Yes | Yes | 1 | 400 | 600 | 100 | 300 | 2025-01-01
214725905 | DAIKIN | RZQ24TBVJU* | FTQ24TBVJU*A* | 10 | 16.2 | 8.7 | Yes | Yes | 2 | 500 | 700 | 100 | 300 | 2025-01-01
213797258 | DAIKIN | RX12WMVJU* | FFQ12Q2VJU | 11.5 | 19.5 | 9 | No | N/A | 3 | 600 | 800 | 150 | 350 | 2025-01-01
213797261 | DAIKIN | RX15WMVJU* | FFQ15Q2VJU | 11.5 | 19.6 | 8.8 | No | N/A | 2 | 500 | 700 | 100 | 300 | 2025-01-01
213797262 | DAIKIN | RX18WMVJU* | FFQ18Q2VJU | 11.5 | 18.2 | 8.4 | No | N/A | 1 | 400 | 600 | 100 | 300 | 2025-01-01
213804895 | DAIKIN | RXS09LVJU | FTXS09WVJU* | 15.3 | 24.5 | 11 | No | N/A | 4 | 700 | 900 | 150 | 350 | 2025-01-01
213804896 | DAIKIN | RXS12LVJU | FTXS12WVJU* | 12.8 | 22.5 | 10.5 | No | N/A | 4 | 700 | 900 | 150 | 350 | 2025-01-01
213804897 | DAIKIN | RXS15LVJU | FTXS15WVJU* | 14.4 | 20 | 10.5 | No | N/A | 4 | 700 | 900 | 150 | 350 | 2025-01-01
213804898 | DAIKIN | RXS18LVJU | FTXS18WVJU* | 12.7 | 19.5 | 9 | No | N/A | 3 | 600 | 800 | 150 | 350 | 2025-01-01
213804899 | DAIKIN | RXS24LVJU | FTXS24WVJU* | 12.5 | 19.5 | 9 | No | N/A | 3 | 600 | 800 | 150 | 350 | 2025-01-01
213797267 | DAIKIN | RXL09WMVJU* | FTX09NMVJU* | 11.5 | 19.5 | 10 | No | N/A | 4 | 700 | 900 | 150 | 350 | 2025-01-01
213797268 | DAIKIN | RXL09WMVJU* | FVXS09NVJU | 11.5 | 19.5 | 9.7 | No | N/A | 3 | 600 | 800 | 150 | 350 | 2025-01-01
213797269 | DAIKIN | RXL12WMVJU* | FTX12NMVJU* | 11.5 | 19.5 | 10 | No | N/A | 4 | 700 | 900 | 150 | 350 | 2025-01-01
213797270 | DAIKIN | RXL12WMVJU* | FVXS12NVJU | 11 | 19.5 | 9.4 | No | N/A | 3 | 600 | 800 | 150 | 350 | 2025-01-01
213797271 | DAIKIN | RXL15WMVJU* | FTX15NMVJU* | 12 | 19.5 | 10 | No | N/A | 4 | 700 | 900 | 150 | 350 | 2025-01-01
213797272 | DAIKIN | RXL15WMVJU* | FVXS15NVJU | 11.5 | 19.5 | 9.3 | No | N/A | 3 | 600 | 800 | 150 | 350 | 2025-01-01
213797273 | DAIKIN | RXL18WMVJU* | FTX18UVJU | 11.5 | 19.8 | 8.5 | No | N/A | 2 | 500 | 700 | 100 | 300 | 2025-01-01
213797274 | DAIKIN | RXL24WMVJU* | FTX24UVJU | 11.5 | 19.5 | 8.5 | No | N/A | 2 | 500 | 700 | 100 | 300 | 2025-01-01
213797275 | DAIKIN | RXM09WVJU* | FTXM09VVJU | 16.3 | 27.4 | 11.2 | No | N/A | 4 | 700 | 900 | 150 | 350 | 2025-01-01
213797276 | DAIKIN | RXM12WVJU* | FTXM12VVJU | 13.2 | 25.2 | 10.7 | No | N/A | 4 | 700 | 900 | 150 | 350 | 2025-01-01
213797277 | DAIKIN | RXM18WVJU* | FTXM18VVJU | 12.5 | 22.7 | 10 | No | N/A | 4 | 700 | 900 | 150 | 350 | 2025-01-01
213797278 | DAIKIN | RXM24WVJU* | FTXM24VVJU | 12 | 22 | 10 | No | N/A | 4 | 700 | 900 | 150 | 350 | 2025-01-01
213797279 | DAIKIN | RX09WMVJU* | FFQ09Q2VJU | 12 | 19.8 | 9.4 | No | N/A | 3 | 600 | 800 | 150 | 350 | 2025-01-01
213895725 | DAIKIN | RXC24AXVJU | FTXC24AXVJU | 10.5 | 18 | 9 | No | N/A | 3 | 600 | 800 | 150 | 350 | 2025-01-01
213895726 | DAIKIN | RXF09AXVJU | FTXF09AXVJU | 12.5 | 21 | 10.2 | Yes | No | 4 | 700 | 900 | 150 | 350 | 2025-01-01
213895727 | DAIKIN | RXC09AXVJU | FTXC09AXVJU | 11 | 18 | 9 | No | N/A | 3 | 600 | 800 | 150 | 350 | 2025-01-01
212396464 | DAIKIN | RX12WMVJU* | FFQ12W2VJU* | 11.5 | 19.5 | 9 | No | N/A | 3 | 600 | 800 | 150 | 350 | 2025-01-01
211697900 | DAIKIN | RX18BXVJU | FTX18BXVJU | 12.5 | 20 | 9 | Yes | No | 3 | 600 | 800 | 150 | 350 | 2025-01-01
211697901 | DAIKIN | RX24BXVJU | FTX24BXVJU | 12.2 | 20 | 9 | Yes | No | 3 | 600 | 800 | 150 | 350 | 2025-01-01
211635162 | DAIKIN | RZQ18TBVJU* | FCQ18AAVJU | 13 | 18.5 | 9.2 | No | N/A | 3 | 600 | 800 | 150 | 350 | 2025-01-01
211635163 | DAIKIN | RZQ24TBVJU* | FCQ24AAVJU | 12 | 18.6 | 9.1 | No | N/A | 3 | 600 | 800 | 150 | 350 | 2025-01-01
211635164 | DAIKIN | RZQ30TBVJU* | FCQ30AAVJU | 13 | 21 | 10.1 | No | N/A | 4 | 700 | 900 | 150 | 350 | 2025-01-01
211635165 | DAIKIN | RZQ36TBVJU* | FCQ36AAVJU | 12.1 | 20 | 10 | No | N/A | 4 | 700 | 900 | 150 | 350 | 2025-01-01
211635166 | DAIKIN | RZQ42TBVJU* | FCQ42AAVJU | 10.3 | 18.9 | 10.2 | No | N/A | 4 | 700 | 900 | 150 | 350 | 2025-01-01
211635167 | DAIKIN | RZQ48TBVJU* | FCQ48AAVJU | 8.2 | 18 | 10.3 | No | N/A | 4 | 700 | 900 | 150 | 350 | 2025-01-01
211635170 | DAIKIN | RZQ18TBVJU* | FBQ18TBVJU | 12.5 | 15.5 | 8.5 | No | N/A | 2 | 500 | 700 | 100 | 300 | 2025-01-01
211635171 | DAIKIN | RZQ24TBVJU* | FBQ24TBVJU | 10.5 | 15.4 | 9.3 | No | N/A | 2 | 500 | 700 | 100 | 300 | 2025-01-01
211635172 | DAIKIN | RZQ30TBVJU* | FBQ30TBVJU | 12.2 | 16.5 | 8.9 | No | N/A | 2 | 500 | 700 | 100 | 300 | 2025-01-01
211635173 | DAIKIN | RZQ36TBVJU* | FBQ36TBVJU | 11.7 | 16.9 | 8.8 | No | N/A | 2 | 500 | 700 | 100 | 300 | 2025-01-01
211635174 | DAIKIN | RZQ42TBVJU* | FBQ42TBVJU | 10.3 | 15.6 | 9.5 | No | N/A | 2 | 500 | 700 | 100 | 300 | 2025-01-01
211635175 | DAIKIN | RZQ48TBVJU* | FBQ48TBVJU | 8.3 | 15.3 | 9.3 | No | N/A | 2 | 500 | 700 | 100 | 300 | 2025-01-01
211635176 | DAIKIN | RZQ18TBVJU* | FTQ18TAVJU*A* | 11.7 | 15.6 | 8.1 | Yes | Yes | 1 | 400 | 600 | 100 | 300 | 2025-01-01
211635177 | DAIKIN | RZQ24TBVJU* | FTQ24TAVJU*A* | 10 | 16.2 | 8.7 | Yes | Yes | 2 | 500 | 700 | 100 | 300 | 2025-01-01
211635178 | DAIKIN | RZQ42TBVJU* | FTQ42TAVJU*A* | 10.6 | 16 | 9.2 | No | N/A | 3 | 600 | 800 | 150 | 350 | 2025-01-01
211635179 | DAIKIN | RZQ48TBVJU* | FTQ48TAVJU*A* | 9.1 | 15.3 | 8.8 | No | N/A | 2 | 500 | 700 | 100 | 300 | 2025-01-01
211635180 | DAIKIN | RZQ30TBVJU* | FTQ30TAVJU*A* | 11.9 | 15.6 | 9.1 | No | N/A | 2 | 500 | 700 | 100 | 300 | 2025-01-01
211635181 | DAIKIN | RZQ36TBVJU* | FTQ36TAVJU*A* | 11.2 | 16.4 | 8.8 | No | N/A | 2 | 500 | 700 | 100 | 300 | 2025-01-01
211291633 | DAIKIN | RX09BXVJU | FTX09BXVJU | 12.5 | 20 | 10 | Yes | No | 4 | 700 | 900 | 150 | 350 | 2025-01-01
211291634 | DAIKIN | RX12BXVJU | FTX12BXVJU | 12.5 | 20 | 10 | Yes | No | 4 | 700 | 900 | 150 | 350 | 2025-01-01
211291635 | DAIKIN | RXB09BXVJU | FTXB09BXVJU | 11 | 18 | 9 | No | N/A | 3 | 600 | 800 | 150 | 350 | 2025-01-01
211291636 | DAIKIN | RXB12BXVJU | FTXB12BXVJU | 8.5 | 18 | 9 | No | N/A | 3 | 600 | 800 | 150 | 350 | 2025-01-01
211291637 | DAIKIN | RXB18BXVJU | FTXB18BXVJU | 10.5 | 18 | 8.5 | No | N/A | 2 | 500 | 700 | 100 | 300 | 2025-01-01
211291638 | DAIKIN | RXB24BXVJU | FTXB24BXVJU | 10.5 | 18 | 8.5 | No | N/A | 2 | 500 | 700 | 100 | 300 | 2025-01-01
212494265 | DAIKIN | RXL18WMVJU* | FDMQ18WVJU* | 10 | 15.2 | 8.5 | No | N/A | 2 | 500 | 700 | 100 | 300 | 2025-01-01
211994915 | Daizuki | DXFM-2723-3Z |  | 11.7 | 21 | 9.2 | No | N/A | 3 | 600 | 800 | 150 | 350 | 2025-01-01
211994918 | Daizuki | DXFM-1823-2Z |  | 12 | 19 | 9.8 | No | N/A | 3 | 600 | 800 | 150 | 350 | 2025-01-01
211994921 | Daizuki | DXFM-4823-5Z |  | 10.8 | 20.5 | 9.7 | No | N/A | 3 | 600 | 800 | 150 | 350 | 2025-01-01
211994924 | Daizuki | DXFM-3623-4Z |  | 11 | 20 | 9.2 | No | N/A | 3 | 600 | 800 | 150 | 350 | 2025-01-01
211994920 | Daizuki | DXFM-4823-5Z |  | 12.5 | 23.4 | 8.7 | No | N/A | 2 | 500 | 700 | 100 | 300 | 2025-01-01
211994923 | Daizuki | DXFM-3623-4Z |  | 11.7 | 23.9 | 9.5 | No | N/A | 3 | 600 | 800 | 150 | 350 | 2025-01-01
211994914 | Daizuki | DXFM-2723-3Z |  | 12.7 | 24.6 | 9.5 | No | N/A | 3 | 600 | 800 | 150 | 350 | 2025-01-01
211994917 | Daizuki | DXFM-1823-2Z |  | 13.9 | 22.9 | 10.5 | No | N/A | 4 | 700 | 900 | 150 | 350 | 2025-01-01
211994919 | Daizuki | DXFM-1823-2Z |  | 12.95 | 20.95 | 10.15 | No | N/A | 4 | 700 | 900 | 150 | 350 | 2025-01-01
211994916 | Daizuki | DXFM-2723-3Z |  | 12.2 | 22.8 | 9.35 | No | N/A | 3 | 600 | 800 | 150 | 350 | 2025-01-01
211994922 | Daizuki | DXFM-4823-5Z |  | 11.65 | 21.95 | 9.2 | No | N/A | 3 | 600 | 800 | 150 | 350 | 2025-01-01
211994925 | Daizuki | DXFM-3623-4Z |  | 11.35 | 21.95 | 9.35 | No | N/A | 3 | 600 | 800 | 150 | 350 | 2025-01-01
203383849 | Daizuki | DX09C416H-19 | DX09E416H-19 | 11.5 | 18.9 | 8.1 | No | N/A | 1 | 400 | 600 | 100 | 300 | 2025-01-01
203383850 | Daizuki | DX09C426H-19 | DX09E426H-19 | 11 | 18 | 9.1 | No | N/A | 3 | 600 | 800 | 150 | 350 | 2025-01-01
203383851 | Daizuki | DX12C416H-19 | DX12E416H-19 | 10.5 | 19 | 8.3 | No | N/A | 1 | 400 | 600 | 100 | 300 | 2025-01-01
203383853 | Daizuki | DX18C426H-19 | DX18E426H-19 | 11 | 18.7 | 8.1 | No | N/A | 1 | 400 | 600 | 100 | 300 | 2025-01-01
202063354 | DAIZUKI | DX09C416H-18 | DX09E416H-18 | 9.55 | 17 | 8.3 | No | N/A | 1 | 400 | 600 | 100 | 300 | 2025-01-01
202063359 | DAIZUKI | DX24C426H-18 | DX24E426H-18 | 10.95 | 18.5 | 8.5 | No | N/A | 2 | 500 | 700 | 100 | 300 | 2025-01-01
211158687 | DAIZUKI | DXTH18C426A-20 | DXTH18E426A-20 | 9.4 | 19 | 8.5 | No | N/A | 2 | 500 | 700 | 100 | 300 | 2025-01-01
211158688 | DAIZUKI | DXTH24C426A-20 | DXTH24E426A-20 | 10 | 19 | 8.5 | No | N/A | 2 | 500 | 700 | 100 | 300 | 2025-01-01
211158689 | DAIZUKI | DXTH36C426A-17 | DXTH36E426A-17 | 9 | 19 | 8.5 | No | N/A | 2 | 500 | 700 | 100 | 300 | 2025-01-01
217196888 | Daizuki | DXLC-0923-1Z | DXCC09E426-20 | 13 | 20 | 10 | No | N/A | 4 | 700 | 900 | 150 | 350 | 2025-01-01
217196889 | Daizuki | DXLC-1223-1Z | DXCC12E426-20 | 14 | 22.7 | 10 | No | N/A | 4 | 700 | 900 | 150 | 350 | 2025-01-01
217196890 | Daizuki | DXLC-1823-1Z | DXCC18E426-20 | 12.5 | 20.5 | 10.5 | No | N/A | 4 | 700 | 900 | 150 | 350 | 2025-01-01
217196891 | Daizuki | DXLC-2423-1Z | DXCC24E426-20 | 12.5 | 21.5 | 9.7 | No | N/A | 3 | 600 | 800 | 150 | 350 | 2025-01-01
217196892 | Daizuki | DXLC-1823-1Z | DXFC18E426-20 | 12.5 | 23 | 10 | No | N/A | 4 | 700 | 900 | 150 | 350 | 2025-01-01
217196893 | Daizuki | DXLC-2423-1Z | DXFC24E426-20 | 12.5 | 21.2 | 10.3 | No | N/A | 4 | 700 | 900 | 150 | 350 | 2025-01-01
216021063 | Daizuki | DXLC-0923-1Z | DXMH09E426-25 | 15 | 25.5 | 12.3 | No | N/A | 4 | 700 | 900 | 150 | 350 | 2025-01-01
216021064 | Daizuki | DXLC-1223-1Z | DXMH12E426-22 | 13.7 | 24.6 | 10.7 | No | N/A | 4 | 700 | 900 | 150 | 350 | 2025-01-01
216021065 | Daizuki | DXLC-1823-1Z | DXMH18E426-20 | 12.5 | 23.5 | 10.8 | No | N/A | 4 | 700 | 900 | 150 | 350 | 2025-01-01
216021066 | Daizuki | DXLC-2423-1Z | DXMH24E426-20 | 14 | 22 | 10 | No | N/A | 4 | 700 | 900 | 150 | 350 | 2025-01-01
216021067 | Daizuki | DXLC-0923-1Z | DXFU09E426-20 | 12.5 | 19.2 | 10.2 | No | N/A | 4 | 700 | 900 | 150 | 350 | 2025-01-01
216021068 | Daizuki | DXLC-1223-1Z | DXFU12E426-21 | 11.7 | 19 | 10.3 | No | N/A | 4 | 700 | 900 | 150 | 350 | 2025-01-01
216021069 | Daizuki | DXLC-1823-1Z | DXFU18E426-19 | 12.5 | 20 | 10.6 | No | N/A | 4 | 700 | 900 | 150 | 350 | 2025-01-01
216021070 | Daizuki | DXLC-2423-1Z | DXFU24E426-21 | 12.5 | 19 | 11.2 | No | N/A | 4 | 700 | 900 | 150 | 350 | 2025-01-01
211158683 | DAIZUKI | DXTH09C416A-20 | DXTH09E416A-20 | 10 | 19 | 8.5 | No | N/A | 2 | 500 | 700 | 100 | 300 | 2025-01-01
211158684 | DAIZUKI | DXTH09C426A-20 | DXTH09E426A-20 | 10 | 19 | 8.5 | No | N/A | 2 | 500 | 700 | 100 | 300 | 2025-01-01
211158685 | DAIZUKI | DXTH12C416A-20 | DXTH12E416A-20 | 10 | 19 | 8.5 | No | N/A | 2 | 500 | 700 | 100 | 300 | 2025-01-01
211158686 | DAIZUKI | DXTH12C426A-20 | DXTH12E426A-20 | 10 | 19 | 8.5 | No | N/A | 2 | 500 | 700 | 100 | 300 | 2025-01-01
211158690 | DAIZUKI | DXTH09C416A-23 | DXTH09E416A-23 | 12.5 | 23 | 9 | No | N/A | 3 | 600 | 800 | 150 | 350 | 2025-01-01
211158691 | DAIZUKI | DXTH09C426A-23 | DXTH09E426A-23 | 13 | 23.5 | 9.2 | No | N/A | 3 | 600 | 800 | 150 | 350 | 2025-01-01
211158692 | DAIZUKI | DXTH12C416A-23 | DXTH12E416A-23 | 12.5 | 22 | 9 | No | N/A | 3 | 600 | 800 | 150 | 350 | 2025-01-01
211158693 | DAIZUKI | DXTH12C426A-23 | DXTH12E426A-23 | 13 | 23 | 9.5 | No | N/A | 3 | 600 | 800 | 150 | 350 | 2025-01-01
211158694 | DAIZUKI | DXTH18C426A-23 | DXTH18E426A-23 | 13 | 22 | 9 | No | N/A | 3 | 600 | 800 | 150 | 350 | 2025-01-01
211158695 | DAIZUKI | DXTH24C426A-23 | DXTH24E426A-23 | 12.5 | 20 | 9 | No | N/A | 3 | 600 | 800 | 150 | 350 | 2025-01-01
204752958 | DANBY | DAS180DBAH***-O |  | 11.7 | 20.5 | 8.9 | Yes | No | 2 | 500 | 700 | 100 | 300 | 2025-01-01
204752957 | DANBY | DAS120BAH***-O | DAS120BAH***-I | 12.5 | 20.1 | 8.2 | Yes | No | 1 | 400 | 600 | 100 | 300 | 2025-01-01
10277690 | DANBY | DAS180BAHWDB-O | DAS180BAHWDB-I | 13 | 19.9 | 8.1 | Yes | No | 1 | 400 | 600 | 100 | 300 | 2025-01-01
213366465 | DANBY | DAS180EAQHWDB-O* | DAS180EAQHWDB-I* | 9.4 | 19 | 8.5 | No | N/A | 2 | 500 | 700 | 100 | 300 | 2025-01-01
205334546 | DANCOOL | DANMZ27-OD3 |  | 12.5 | 23 | 9.2 | Yes | No | 3 | 600 | 800 | 150 | 350 | 2025-01-01
205334547 | DANCOOL | DANMZ36-OD4 |  | 11.5 | 22.5 | 9 | No | N/A | 3 | 600 | 800 | 150 | 350 | 2025-01-01
205334544 | DANCOOL | DANCS12-OD | DANCS12-ID | 13 | 19.9 | 9.1 | Yes | No | 3 | 600 | 800 | 150 | 350 | 2025-01-01
215357233 | DAY & NIGHT | D5CMHAH18CAK |  | 13 | 20 | 10 | Yes | Both | 4 | 700 | 900 | 150 | 350 | 2025-01-01
215357236 | DAY & NIGHT | D5CMHAH24DAK |  | 13 | 20 | 9.5 | Yes | Both | 3 | 600 | 800 | 150 | 350 | 2025-01-01
215357242 | DAY & NIGHT | D5CMHAH30EAK |  | 12.5 | 19.5 | 10.5 | Yes | Both | 4 | 700 | 900 | 150 | 350 | 2025-01-01
215357245 | DAY & NIGHT | D5CMHAH36EAK |  | 12 | 19.5 | 10.5 | Yes | Both | 4 | 700 | 900 | 150 | 350 | 2025-01-01
215357248 | DAY & NIGHT | D5CMHAH48FAK |  | 11.7 | 20.5 | 11 | Yes | Both | 4 | 700 | 900 | 150 | 350 | 2025-01-01
215357251 | DAY & NIGHT | D5CMHAH55FAK |  | 11.7 | 20.2 | 10.7 | Yes | Both | 4 | 700 | 900 | 150 | 350 | 2025-01-01
215357254 | DAY & NIGHT | D5CMRAH18CAK |  | 12 | 20 | 10 | Yes | Both | 4 | 700 | 900 | 150 | 350 | 2025-01-01
215357257 | DAY & NIGHT | D5CMRAH24DAK |  | 12.5 | 21 | 9.5 | Yes | Both | 3 | 600 | 800 | 150 | 350 | 2025-01-01
215357263 | DAY & NIGHT | D5CMRAH30EAK |  | 12 | 21 | 9.5 | Yes | Both | 3 | 600 | 800 | 150 | 350 | 2025-01-01
215357266 | DAY & NIGHT | D5CMRAH36EAK |  | 11.7 | 20 | 9.2 | Yes | Both | 3 | 600 | 800 | 150 | 350 | 2025-01-01
215357269 | DAY & NIGHT | D5CMRAH48FAK |  | 12 | 20.5 | 10.6 | Yes | Both | 4 | 700 | 900 | 150 | 350 | 2025-01-01
215357272 | DAY & NIGHT | D5CMRAH55FAK |  | 10 | 18 | 9.3 | No | N/A | 3 | 600 | 800 | 150 | 350 | 2025-01-01
201835624 | DAY & NIGHT | DLCMRAH18BAK |  | 11.7 | 18.3 | 9 | Yes | No | 3 | 600 | 800 | 150 | 350 | 2025-01-01
201835625 | DAY & NIGHT | DLCMRAH27CAK |  | 11 | 20 | 8.5 | No | N/A | 2 | 500 | 700 | 100 | 300 | 2025-01-01
201835626 | DAY & NIGHT | DLCMRAH36DAK |  | 10 | 18.5 | 8.7 | No | N/A | 2 | 500 | 700 | 100 | 300 | 2025-01-01
201835627 | DAY & NIGHT | DLCMRAH48EAK |  | 10.1 | 18.3 | 9.6 | No | N/A | 3 | 600 | 800 | 150 | 350 | 2025-01-01
207643030 | DAY & NIGHT | DLCMRBH18BAK |  | 12 | 19 | 9.8 | Yes | Both | 3 | 600 | 800 | 150 | 350 | 2025-01-01
207643033 | DAY & NIGHT | DLCMHBH24CAK |  | 12.5 | 21.3 | 9.7 | Yes | Both | 3 | 600 | 800 | 150 | 350 | 2025-01-01
207643036 | DAY & NIGHT | DLCMHBH30DAK |  | 12 | 20 | 9.2 | Yes | No | 3 | 600 | 800 | 150 | 350 | 2025-01-01
207643038 | DAY & NIGHT | DLCMRBH36DAK |  | 11 | 20 | 9.2 | No | N/A | 3 | 600 | 800 | 150 | 350 | 2025-01-01
207643042 | DAY & NIGHT | DLCMHBH48EAK |  | 11.7 | 20.9 | 9 | Yes | Both | 3 | 600 | 800 | 150 | 350 | 2025-01-01
207643045 | DAY & NIGHT | DLCMHBH36DAK |  | 11.7 | 19 | 10 | Yes | No | 4 | 700 | 900 | 150 | 350 | 2025-01-01
207643048 | DAY & NIGHT | DLCMRBH48EAK |  | 10.8 | 20.5 | 9.7 | No | N/A | 3 | 600 | 800 | 150 | 350 | 2025-01-01
207643047 | DAY & NIGHT | DLCMRBH48EAK |  | 11 | 21.1 | 9.5 | No | N/A | 3 | 600 | 800 | 150 | 350 | 2025-01-01
207643041 | DAY & NIGHT | DLCMHBH48EAK |  | 11 | 21.2 | 10 | Yes | Both | 4 | 700 | 900 | 150 | 350 | 2025-01-01
207643044 | DAY & NIGHT | DLCMHBH36DAK |  | 12.5 | 20 | 9.7 | Yes | Both | 3 | 600 | 800 | 150 | 350 | 2025-01-01
207643039 | DAY & NIGHT | DLCMRBH36DAK |  | 10.6 | 23.1 | 9.6 | No | N/A | 3 | 600 | 800 | 150 | 350 | 2025-01-01
207643032 | DAY & NIGHT | DLCMHBH24CAK |  | 12.5 | 22.3 | 9.6 | Yes | Both | 3 | 600 | 800 | 150 | 350 | 2025-01-01
207643035 | DAY & NIGHT | DLCMHBH30DAK |  | 12 | 22.4 | 9.5 | Yes | No | 3 | 600 | 800 | 150 | 350 | 2025-01-01
207643029 | DAY & NIGHT | DLCMRBH18BAK |  | 12.5 | 21 | 10.2 | Yes | No | 4 | 700 | 900 | 150 | 350 | 2025-01-01
201835620 | DAY & NIGHT | DLCMRAH18BAK |  | 11.7 | 20.5 | 8.7 | Yes | No | 2 | 500 | 700 | 100 | 300 | 2025-01-01
201835621 | DAY & NIGHT | DLCMRAH27CAK |  | 11.5 | 22 | 9.6 | Yes | Both | 3 | 600 | 800 | 150 | 350 | 2025-01-01
201835622 | DAY & NIGHT | DLCMRAH36DAK |  | 10.5 | 21.4 | 8.6 | Yes | Yes | 2 | 500 | 700 | 100 | 300 | 2025-01-01
201835623 | DAY & NIGHT | DLCMRAH48EAK |  | 11 | 20.5 | 8.8 | No | N/A | 2 | 500 | 700 | 100 | 300 | 2025-01-01
216765611 | DAY & NIGHT | D5CMTAH18CAK |  | 11.7 | 18.5 | 9.2 | Yes | Both | 3 | 600 | 800 | 150 | 350 | 2025-01-01
216765612 | DAY & NIGHT | D5CMTAH27DAK |  | 10.5 | 18.5 | 8.5 | Yes | Yes | 2 | 500 | 700 | 100 | 300 | 2025-01-01
216765613 | DAY & NIGHT | D5CMTAH36EAK |  | 9.5 | 18.8 | 8.5 | Yes | Yes | 2 | 500 | 700 | 100 | 300 | 2025-01-01
216765614 | DAY & NIGHT | D5CMTAH48FAK |  | 10 | 18.7 | 9.5 | Yes | Yes | 3 | 600 | 800 | 150 | 350 | 2025-01-01
215357271 | DAY & NIGHT | D5CMRAH55FAK |  | 10 | 22 | 9.6 | No | N/A | 3 | 600 | 800 | 150 | 350 | 2025-01-01
215357265 | DAY & NIGHT | D5CMRAH36EAK |  | 12 | 24 | 9.5 | Yes | Both | 3 | 600 | 800 | 150 | 350 | 2025-01-01
215357268 | DAY & NIGHT | D5CMRAH48FAK |  | 12.5 | 24 | 10.4 | Yes | Both | 4 | 700 | 900 | 150 | 350 | 2025-01-01
215357256 | DAY & NIGHT | D5CMRAH24DAK |  | 13.5 | 25 | 9.5 | Yes | Both | 3 | 600 | 800 | 150 | 350 | 2025-01-01
215357262 | DAY & NIGHT | D5CMRAH30EAK |  | 13 | 25 | 10 | Yes | Both | 4 | 700 | 900 | 150 | 350 | 2025-01-01
215357250 | DAY & NIGHT | D5CMHAH55FAK |  | 12 | 22.3 | 10.5 | Yes | Both | 4 | 700 | 900 | 150 | 350 | 2025-01-01
215357253 | DAY & NIGHT | D5CMRAH18CAK |  | 14 | 25.2 | 9.8 | Yes | Both | 3 | 600 | 800 | 150 | 350 | 2025-01-01
215357244 | DAY & NIGHT | D5CMHAH36EAK |  | 13.1 | 23.1 | 10.7 | Yes | Both | 4 | 700 | 900 | 150 | 350 | 2025-01-01
215357247 | DAY & NIGHT | D5CMHAH48FAK |  | 12 | 23 | 11.3 | Yes | Both | 4 | 700 | 900 | 150 | 350 | 2025-01-01
215357235 | DAY & NIGHT | D5CMHAH24DAK |  | 13 | 24 | 10 | Yes | Both | 4 | 700 | 900 | 150 | 350 | 2025-01-01
215357241 | DAY & NIGHT | D5CMHAH30EAK |  | 13.2 | 24 | 10.7 | Yes | Both | 4 | 700 | 900 | 150 | 350 | 2025-01-01
215357232 | DAY & NIGHT | D5CMHAH18CAK |  | 15 | 25 | 10.5 | Yes | Both | 4 | 700 | 900 | 150 | 350 | 2025-01-01
213363406 | DAY & NIGHT | DLCMTAH48EAK |  | 10 | 18.7 | 8.8 | Yes | Yes | 2 | 500 | 700 | 100 | 300 | 2025-01-01
213363409 | DAY & NIGHT | DLCMTAH27CAK |  | 11.5 | 20 | 8.5 | No | N/A | 2 | 500 | 700 | 100 | 300 | 2025-01-01
213363412 | DAY & NIGHT | DLCMTAH18BAK |  | 11.5 | 18 | 8.7 | Yes | Both | 2 | 500 | 700 | 100 | 300 | 2025-01-01
213363415 | DAY & NIGHT | DLCMTAH36DAK |  | 10 | 20 | 8.5 | No | N/A | 2 | 500 | 700 | 100 | 300 | 2025-01-01
215357243 | DAY & NIGHT | D5CMHAH30EAK |  | 12.85 | 21.75 | 10.6 | Yes | Both | 4 | 700 | 900 | 150 | 350 | 2025-01-01
215357237 | DAY & NIGHT | D5CMHAH24DAK |  | 13 | 22 | 9.75 | Yes | Both | 3 | 600 | 800 | 150 | 350 | 2025-01-01
215357234 | DAY & NIGHT | D5CMHAH18CAK |  | 14 | 22.5 | 10.25 | Yes | Both | 4 | 700 | 900 | 150 | 350 | 2025-01-01
215357246 | DAY & NIGHT | D5CMHAH36EAK |  | 12.55 | 21.3 | 10.6 | Yes | Both | 4 | 700 | 900 | 150 | 350 | 2025-01-01
215357252 | DAY & NIGHT | D5CMHAH55FAK |  | 11.85 | 21.25 | 10.6 | Yes | Both | 4 | 700 | 900 | 150 | 350 | 2025-01-01
215357249 | DAY & NIGHT | D5CMHAH48FAK |  | 11.85 | 21.75 | 11.15 | Yes | Both | 4 | 700 | 900 | 150 | 350 | 2025-01-01
215357255 | DAY & NIGHT | D5CMRAH18CAK |  | 13 | 22.6 | 9.9 | Yes | Both | 3 | 600 | 800 | 150 | 350 | 2025-01-01
215357258 | DAY & NIGHT | D5CMRAH24DAK |  | 13 | 23 | 9.5 | Yes | Both | 3 | 600 | 800 | 150 | 350 | 2025-01-01
215357270 | DAY & NIGHT | D5CMRAH48FAK |  | 12.25 | 22.5 | 10.5 | Yes | Both | 4 | 700 | 900 | 150 | 350 | 2025-01-01
215357267 | DAY & NIGHT | D5CMRAH36EAK |  | 11.85 | 22 | 9.35 | Yes | Both | 3 | 600 | 800 | 150 | 350 | 2025-01-01
215357264 | DAY & NIGHT | D5CMRAH30EAK |  | 12.5 | 23 | 9.75 | Yes | Both | 3 | 600 | 800 | 150 | 350 | 2025-01-01
215357273 | DAY & NIGHT | D5CMRAH55FAK |  | 10 | 20 | 9.45 | No | N/A | 3 | 600 | 800 | 150 | 350 | 2025-01-01
201835644 | DAY & NIGHT | DLCMRAH18BAK |  | 11.7 | 19.4 | 8.85 | Yes | No | 2 | 500 | 700 | 100 | 300 | 2025-01-01
201835645 | DAY & NIGHT | DLCMRAH27CAK |  | 11.25 | 21 | 9.05 | No | N/A | 3 | 600 | 800 | 150 | 350 | 2025-01-01
201835646 | DAY & NIGHT | DLCMRAH36DAK |  | 10.25 | 19.95 | 8.65 | No | N/A | 2 | 500 | 700 | 100 | 300 | 2025-01-01
201835647 | DAY & NIGHT | DLCMRAH48EAK |  | 10.55 | 19.4 | 9.2 | No | N/A | 3 | 600 | 800 | 150 | 350 | 2025-01-01
207643031 | DAY & NIGHT | DLCMRBH18BAK |  | 12.25 | 20 | 10 | Yes | No | 4 | 700 | 900 | 150 | 350 | 2025-01-01
207643034 | DAY & NIGHT | DLCMHBH24CAK |  | 12.5 | 21.8 | 9.65 | Yes | Both | 3 | 600 | 800 | 150 | 350 | 2025-01-01
207643040 | DAY & NIGHT | DLCMRBH36DAK |  | 10.8 | 21.55 | 9.4 | No | N/A | 3 | 600 | 800 | 150 | 350 | 2025-01-01
207643037 | DAY & NIGHT | DLCMHBH30DAK |  | 12 | 21.2 | 9.35 | Yes | No | 3 | 600 | 800 | 150 | 350 | 2025-01-01
207643043 | DAY & NIGHT | DLCMHBH48EAK |  | 11.35 | 21.05 | 9.4 | Yes | Both | 3 | 600 | 800 | 150 | 350 | 2025-01-01
207643049 | DAY & NIGHT | DLCMRBH48EAK |  | 10.9 | 20.8 | 9.6 | No | N/A | 3 | 600 | 800 | 150 | 350 | 2025-01-01
207643046 | DAY & NIGHT | DLCMHBH36DAK |  | 12.1 | 19.5 | 9.85 | Yes | Both | 3 | 600 | 800 | 150 | 350 | 2025-01-01
213214848 | DAY & NIGHT | DLCPRBH09AAK | DLFPHAH09XAK | 14.4 | 25.5 | 15 | Yes | Both | 4 | 700 | 900 | 150 | 350 | 2025-01-01
209270255 | DAY & NIGHT | DLCSRBH09AAK | DLFCCAH09XAK | 13 | 24 | 12.4 | Yes | Both | 4 | 700 | 900 | 150 | 350 | 2025-01-01
209270256 | DAY & NIGHT | DLCSRBH18AAK | DLFCCAH18XAK | 12.5 | 19.8 | 11.2 | Yes | Both | 4 | 700 | 900 | 150 | 350 | 2025-01-01
212521261 | DAY & NIGHT | DLCPRAH09AAK | DLFPHBH09XAK | 12.1 | 19.5 | 12.1 | Yes | No | 4 | 700 | 900 | 150 | 350 | 2025-01-01
212521262 | DAY & NIGHT | DLCPRAH12AAK | DLFPHBH12XAK | 11 | 18.2 | 10 | Yes | Both | 4 | 700 | 900 | 150 | 350 | 2025-01-01
212521286 | DAY & NIGHT | DLCPRAH18AAK | DLFPHBH18XAK | 12.4 | 24.1 | 12 | Yes | Both | 4 | 700 | 900 | 150 | 350 | 2025-01-01
208447630 | DAY & NIGHT | DLCSRBH12AAK | DLFSHCH12XAK | 14 | 25.5 | 10.4 | Yes | Both | 4 | 700 | 900 | 150 | 350 | 2025-01-01
208447631 | DAY & NIGHT | DLCSRBH24AAK | DLFSHCH24XAK | 13 | 21.5 | 11.4 | Yes | Both | 4 | 700 | 900 | 150 | 350 | 2025-01-01
208447633 | DAY & NIGHT | DLCSRBH09AAK | DLFSHCH09XAK | 16.2 | 28.1 | 11.5 | Yes | Both | 4 | 700 | 900 | 150 | 350 | 2025-01-01
208447634 | DAY & NIGHT | DLCSRBH30AAK | DLFSHCH30XAK | 11.5 | 20.1 | 9 | No | N/A | 3 | 600 | 800 | 150 | 350 | 2025-01-01
208447635 | DAY & NIGHT | DLCSRBH18AAK | DLFSHCH18XAK | 12.5 | 21.5 | 11.3 | Yes | Both | 4 | 700 | 900 | 150 | 350 | 2025-01-01
208447636 | DAY & NIGHT | DLCSRBH12AAJ | DLFSHCH12XAJ | 13 | 23.5 | 10 | Yes | No | 4 | 700 | 900 | 150 | 350 | 2025-01-01
208447637 | DAY & NIGHT | DLCSRBH06AAK | DLFSHCH06XAK | 15.8 | 26.5 | 13.6 | Yes | Both | 4 | 700 | 900 | 150 | 350 | 2025-01-01
208447710 | DAY & NIGHT | DLCERBH12AAJ | DLFEHBH12XAJ | 10.3 | 20.8 | 8.7 | No | N/A | 2 | 500 | 700 | 100 | 300 | 2025-01-01
208447711 | DAY & NIGHT | DLCERBH09AAJ | DLFEHBH09XAJ | 12.5 | 21.5 | 9.1 | Yes | Both | 3 | 600 | 800 | 150 | 350 | 2025-01-01
208447713 | DAY & NIGHT | DLCERBH18AAK | DLFEHBH18XAK | 11 | 19.5 | 8.7 | No | N/A | 2 | 500 | 700 | 100 | 300 | 2025-01-01
208447714 | DAY & NIGHT | DLCERBH30AAK | DLFEHBH30XAK | 12.2 | 21 | 8.7 | Yes | No | 2 | 500 | 700 | 100 | 300 | 2025-01-01
208447715 | DAY & NIGHT | DLCERBH12AAK | DLFEHBH12XAK | 10.8 | 21.4 | 9.2 | No | N/A | 3 | 600 | 800 | 150 | 350 | 2025-01-01
208447716 | DAY & NIGHT | DLCERBH09AAK | DLFEHBH09XAK | 12.6 | 21.7 | 9.4 | Yes | Both | 3 | 600 | 800 | 150 | 350 | 2025-01-01
208447717 | DAY & NIGHT | DLCERBH24AAK | DLFEHBH24XAK | 9.5 | 18.5 | 8.6 | No | N/A | 2 | 500 | 700 | 100 | 300 | 2025-01-01
208101287 | DAY & NIGHT | DLCLRCH58AAK | DLFLDAH58XAK | 10.3 | 17 | 8.4 | No | N/A | 1 | 400 | 600 | 100 | 300 | 2025-01-01
208101288 | DAY & NIGHT | DLCLRCH58AAK | DLFLFAH58XAK | 9.8 | 19.8 | 9 | No | N/A | 3 | 600 | 800 | 150 | 350 | 2025-01-01
208102125 | DAY & NIGHT | DLCSRBH30AAK11 | DLFSHBH30XAK | 12.2 | 21 | 8.7 | Yes | No | 2 | 500 | 700 | 100 | 300 | 2025-01-01
207826646 | DAY & NIGHT | DLCPRBH18AAK | DLFPHBH18XAK | 15.3 | 26.3 | 15.5 | Yes | Both | 4 | 700 | 900 | 150 | 350 | 2025-01-01
207801570 | DAY & NIGHT | DLCSRBH18AAK | DLFSDAH24XAK | 12.1 | 18 | 10.5 | Yes | Both | 4 | 700 | 900 | 150 | 350 | 2025-01-01
207683335 | DAY & NIGHT | DLCLRCH36AAK | DLFLCBH36XAK | 9.4 | 19.2 | 8.8 | No | N/A | 2 | 500 | 700 | 100 | 300 | 2025-01-01
207683336 | DAY & NIGHT | DLCLRCH36AAK | DLFLDAH36XAK | 8.8 | 15.8 | 8.8 | No | N/A | 2 | 500 | 700 | 100 | 300 | 2025-01-01
207683337 | DAY & NIGHT | DLCLRCH36AAK | DLFLFAH36XAK | 8.5 | 19 | 9 | No | N/A | 3 | 600 | 800 | 150 | 350 | 2025-01-01
207683338 | DAY & NIGHT | DLCLRCH48AAK | DLFLCBH48XAK | 9.5 | 18.5 | 9.8 | No | N/A | 3 | 600 | 800 | 150 | 350 | 2025-01-01
207683340 | DAY & NIGHT | DLCLRCH48AAK | DLFLFAH48XAK | 9.3 | 18.9 | 10 | Yes | Yes | 4 | 700 | 900 | 150 | 350 | 2025-01-01
207683341 | DAY & NIGHT | DLCSRBH24AAK | DLFSCBH24XAK | 11 | 20.5 | 11.5 | Yes | Both | 4 | 700 | 900 | 150 | 350 | 2025-01-01
207614963 | DAY & NIGHT | DLCPRBH09AAK | DLFPHBH09XAK | 16 | 27 | 17.5 | Yes | Both | 4 | 700 | 900 | 150 | 350 | 2025-01-01
207614964 | DAY & NIGHT | DLCPRBH12AAK | DLFPHBH12XAK | 14 | 25.3 | 11.7 | Yes | Both | 4 | 700 | 900 | 150 | 350 | 2025-01-01
207188911 | DAY & NIGHT | DLCSRBH06AAK | DLFSHBH06XAK | 15 | 23.5 | 12 | Yes | Both | 4 | 700 | 900 | 150 | 350 | 2025-01-01
207188912 | DAY & NIGHT | DLCSRBH30AAK | DLFSHBH30XAK | 12.2 | 21 | 8.2 | Yes | No | 1 | 400 | 600 | 100 | 300 | 2025-01-01
206350404 | DAY & NIGHT | DLCSRBH09AAK | DLFSCAH09XAK | 13 | 20.5 | 10.3 | Yes | Both | 4 | 700 | 900 | 150 | 350 | 2025-01-01
206350405 | DAY & NIGHT | DLCSRBH09AAK | DLFSDAH09XAK | 13.2 | 20.2 | 12 | Yes | Both | 4 | 700 | 900 | 150 | 350 | 2025-01-01
206350406 | DAY & NIGHT | DLCSRBH12AAK | DLFSCAH12XAK | 12.7 | 22.3 | 10.2 | Yes | Both | 4 | 700 | 900 | 150 | 350 | 2025-01-01
206350407 | DAY & NIGHT | DLCSRBH12AAK | DLFSDAH12XAK | 11.7 | 19.5 | 10 | Yes | Both | 4 | 700 | 900 | 150 | 350 | 2025-01-01
206350408 | DAY & NIGHT | DLCSRBH12AAK | DLFSFAH12XAK | 13 | 23.6 | 10 | Yes | Both | 4 | 700 | 900 | 150 | 350 | 2025-01-01
206350409 | DAY & NIGHT | DLCSRBH18AAK | DLFSCAH18XAK | 12.5 | 20 | 9.5 | Yes | Both | 3 | 600 | 800 | 150 | 350 | 2025-01-01
206350410 | DAY & NIGHT | DLCSRBH18AAK | DLFSDAH18XAK | 11.7 | 18 | 9.5 | Yes | Both | 3 | 600 | 800 | 150 | 350 | 2025-01-01
206350411 | DAY & NIGHT | DLCSRBH18AAK | DLFSFAH18XAK | 12.5 | 20.5 | 9.8 | Yes | Both | 3 | 600 | 800 | 150 | 350 | 2025-01-01
206350413 | DAY & NIGHT | DLCSRBH24AAK | DLFSDAH24XAK | 12 | 19.2 | 10.5 | Yes | Both | 4 | 700 | 900 | 150 | 350 | 2025-01-01
206350414 | DAY & NIGHT | DLCSRBH24AAK | DLFSFAH24XAK | 11.7 | 20.5 | 11 | Yes | Both | 4 | 700 | 900 | 150 | 350 | 2025-01-01
206361878 | DAY & NIGHT | DLCSRBH12AAJ | DLFSHBH12XAJ | 12.5 | 22.7 | 10.4 | Yes | No | 4 | 700 | 900 | 150 | 350 | 2025-01-01
206361879 | DAY & NIGHT | DLCSRBH09AAK | DLFSHBH09XAK | 15.8 | 26.4 | 11.6 | Yes | Both | 4 | 700 | 900 | 150 | 350 | 2025-01-01
206361880 | DAY & NIGHT | DLCSRBH12AAK | DLFSHBH12XAK | 13 | 23.1 | 10.5 | Yes | Both | 4 | 700 | 900 | 150 | 350 | 2025-01-01
206361881 | DAY & NIGHT | DLCSRBH18AAK | DLFSHBH18XAK | 13 | 22 | 10.6 | Yes | Both | 4 | 700 | 900 | 150 | 350 | 2025-01-01
206361882 | DAY & NIGHT | DLCSRBH24AAK | DLFSHBH24XAK | 12.5 | 22.3 | 10.3 | Yes | Both | 4 | 700 | 900 | 150 | 350 | 2025-01-01
206188296 | DAY & NIGHT | DLCLRBH36AAK | DLFLFAH36XAK | 8 | 17 | 8.8 | No | N/A | 2 | 500 | 700 | 100 | 300 | 2025-01-01
206188297 | DAY & NIGHT | DLCLRBH36AAK | DLFLCAH36XAK | 9 | 17.6 | 9.2 | No | N/A | 3 | 600 | 800 | 150 | 350 | 2025-01-01
206188298 | DAY & NIGHT | DLCLRBH36AAK | DLFLDAH36XAK | 8.8 | 15.8 | 8.8 | No | N/A | 2 | 500 | 700 | 100 | 300 | 2025-01-01
206188299 | DAY & NIGHT | DLCLRBH48AAK | DLFLFAH48XAK | 9 | 18 | 9 | No | N/A | 3 | 600 | 800 | 150 | 350 | 2025-01-01
206188300 | DAY & NIGHT | DLCLRBH48AAK | DLFLCAH48XAK | 9.5 | 17 | 8.8 | No | N/A | 2 | 500 | 700 | 100 | 300 | 2025-01-01
205967978 | DAY & NIGHT | DLCVRAH09AAJ | DLFVHAH09XAJ | 10.1 | 17 | 9 | No | N/A | 3 | 600 | 800 | 150 | 350 | 2025-01-01
205967979 | DAY & NIGHT | DLCVRAH12AAJ | DLFVHAH12XAJ | 8.8 | 17.4 | 8.7 | No | N/A | 2 | 500 | 700 | 100 | 300 | 2025-01-01
205967980 | DAY & NIGHT | DLCVRAH09AAK | DLFVHAH09XAK | 10.5 | 18.5 | 8.8 | Yes | Yes | 2 | 500 | 700 | 100 | 300 | 2025-01-01
205967981 | DAY & NIGHT | DLCVRAH12AAK | DLFVHAH12XAK | 8.8 | 17.6 | 8.8 | No | N/A | 2 | 500 | 700 | 100 | 300 | 2025-01-01
205967982 | DAY & NIGHT | DLCVRAH18AAK | DLFVHAH18XAK | 9.9 | 18.3 | 8.7 | No | N/A | 2 | 500 | 700 | 100 | 300 | 2025-01-01
202463646 | DAY & NIGHT | DLCPRAH18AAK | DLFPHAH18XAK | 14.5 | 26.2 | 12 | Yes | Both | 4 | 700 | 900 | 150 | 350 | 2025-01-01
202463647 | DAY & NIGHT | DLCPRAH24AAK | DLFPHAH24XAK | 13.7 | 23.5 | 10.5 | Yes | Both | 4 | 700 | 900 | 150 | 350 | 2025-01-01
201835641 | DAY & NIGHT | DLCLRAH48AAK | DLFLFAH48XAK | 9.3 | 17.8 | 9 | No | N/A | 3 | 600 | 800 | 150 | 350 | 2025-01-01
201835642 | DAY & NIGHT | DLCLRAH48AAK | DLFLCAH48XAK | 9.5 | 16.8 | 9 | No | N/A | 3 | 600 | 800 | 150 | 350 | 2025-01-01
201835602 | DAY & NIGHT | DLCPRAH09AAK | DLFPHAH09XAK | 15 | 26 | 12.5 | Yes | Both | 4 | 700 | 900 | 150 | 350 | 2025-01-01
201835603 | DAY & NIGHT | DLCPRAH12AAK | DLFPHAH12XAK | 13.5 | 24 | 9.5 | Yes | Both | 3 | 600 | 800 | 150 | 350 | 2025-01-01
201835619 | DAY & NIGHT | DLCLRAH58AAK | DLFLDAH58XAK | 9 | 15.4 | 8.4 | No | N/A | 1 | 400 | 600 | 100 | 300 | 2025-01-01
201835643 | DAY & NIGHT | DLCLRAH58AAK | DLFLFAH58XAK | 9.8 | 18 | 9.4 | No | N/A | 3 | 600 | 800 | 150 | 350 | 2025-01-01
216091449 | DAY & NIGHT | DLCSRBH06AAK | DHMAHBQ06XA3 | 15.8 | 26.5 | 13.6 | Yes | Both | 4 | 700 | 900 | 150 | 350 | 2025-01-01
216091464 | DAY & NIGHT | DLCSRBH09AAK | DHMAHBQ09XA3 | 16.2 | 28.1 | 11.5 | Yes | Both | 4 | 700 | 900 | 150 | 350 | 2025-01-01
216091480 | DAY & NIGHT | DLCSRBH12AAJ | DHMAHBQ12XA1 | 13 | 23.5 | 10 | Yes | No | 4 | 700 | 900 | 150 | 350 | 2025-01-01
216091496 | DAY & NIGHT | DLCSRBH12AAK | DHMAHBQ12XA3 | 14 | 25.5 | 10.4 | Yes | Both | 4 | 700 | 900 | 150 | 350 | 2025-01-01
216091512 | DAY & NIGHT | DLCSRBH18AAK | DHMAHBQ18XA3 | 12.5 | 21.5 | 11.3 | Yes | Both | 4 | 700 | 900 | 150 | 350 | 2025-01-01
216091531 | DAY & NIGHT | DLCSRBH24AAK | DHMAHBQ24XA3 | 13 | 21.5 | 11.4 | Yes | Both | 4 | 700 | 900 | 150 | 350 | 2025-01-01
216091546 | DAY & NIGHT | DLCSRBH30AAK | DHMAHBQ30XA3 | 11.5 | 20.1 | 9 | No | N/A | 3 | 600 | 800 | 150 | 350 | 2025-01-01
216091627 | DAY & NIGHT | DLCSRBH18AAK | 40MBCQ18---3 | 12.5 | 20 | 9.5 | Yes | Both | 3 | 600 | 800 | 150 | 350 | 2025-01-01
216091642 | DAY & NIGHT | DLCSRBH18AAK | 40MBFQ18---3 | 12.5 | 20.5 | 9.8 | Yes | Both | 3 | 600 | 800 | 150 | 350 | 2025-01-01
216091657 | DAY & NIGHT | DLCSRBH18AAK | 40MBDQ18---3 | 11.7 | 18 | 9.5 | Yes | Both | 3 | 600 | 800 | 150 | 350 | 2025-01-01
216091670 | DAY & NIGHT | DLCSRBH18AAK | 40MBDAQ18XH3 | 12.1 | 18 | 10.8 | Yes | Both | 4 | 700 | 900 | 150 | 350 | 2025-01-01
216091679 | DAY & NIGHT | DLCSRBH18AAK | 40MCCAQ18XA3 | 12.5 | 19.8 | 11.2 | Yes | Both | 4 | 700 | 900 | 150 | 350 | 2025-01-01
216091696 | DAY & NIGHT | DLCSRBH24AAK | 40MBCAQ24XA3 | 11 | 20.5 | 11.5 | Yes | Both | 4 | 700 | 900 | 150 | 350 | 2025-01-01
216091705 | DAY & NIGHT | DLCSRBH24AAK | 40MBFQ24---3 | 11.7 | 20.5 | 11 | Yes | Both | 4 | 700 | 900 | 150 | 350 | 2025-01-01
216091714 | DAY & NIGHT | DLCSRBH24AAK | 40MBDQ24---3 | 12 | 19.2 | 10.5 | Yes | Both | 4 | 700 | 900 | 150 | 350 | 2025-01-01
216091723 | DAY & NIGHT | DLCSRBH24AAK | 40MBDAQ24XH3 | 12 | 19.2 | 11.1 | Yes | Both | 4 | 700 | 900 | 150 | 350 | 2025-01-01
216091734 | DAY & NIGHT | DLCSRBH30AAK11 | DHMAHBQ30XA3 | 11.5 | 20.1 | 9 | No | N/A | 3 | 600 | 800 | 150 | 350 | 2025-01-01
215413239 | DAY & NIGHT | D5CPRAH06AAK | D5FPHAH06XAK | 16.5 | 33.1 | 29 | Yes | Both | 4 | 700 | 900 | 150 | 350 | 2025-01-01
215413240 | DAY & NIGHT | D5CPRAH09AAK | D5FPHAH09XAK | 16 | 31.5 | 21 | Yes | Both | 4 | 700 | 900 | 150 | 350 | 2025-01-01
215413241 | DAY & NIGHT | D5CPRAH12AAK | D5FPHAH12XAK | 13.5 | 28 | 13.5 | Yes | Both | 4 | 700 | 900 | 150 | 350 | 2025-01-01
215413242 | DAY & NIGHT | D5CPRAH18AA | D5FPHAH18XAK | 14 | 24.5 | 15.2 | Yes | Both | 4 | 700 | 900 | 150 | 350 | 2025-01-01
215413243 | DAY & NIGHT | D5CSRAH30AAK | D5FSHAH30XAK | 12 | 20.5 | 9.5 | Yes | No | 3 | 600 | 800 | 150 | 350 | 2025-01-01
215413244 | DAY & NIGHT | D5CSRAH36AAK | D5FSHAH36XAK | 8.7 | 19 | 8.5 | No | N/A | 2 | 500 | 700 | 100 | 300 | 2025-01-01
215413245 | DAY & NIGHT | D5CERAH09AAJ | D5FEHAH09XCJ | 12.5 | 21.5 | 9.1 | Yes | Both | 3 | 600 | 800 | 150 | 350 | 2025-01-01
215413246 | DAY & NIGHT | D5CERAH12AAJ | D5FEHAH12XCJ | 10 | 21.4 | 8.7 | No | N/A | 2 | 500 | 700 | 100 | 300 | 2025-01-01
215413247 | DAY & NIGHT | D5CERAH09AAK | D5FEHAH09XCK | 12.6 | 21.7 | 9.4 | Yes | Both | 3 | 600 | 800 | 150 | 350 | 2025-01-01
215413248 | DAY & NIGHT | D5CERAH12AAK | D5FEHAH12XCK | 10.8 | 21.4 | 9.2 | No | N/A | 3 | 600 | 800 | 150 | 350 | 2025-01-01
215413249 | DAY & NIGHT | D5CERAH18AAK | D5FEHAH18XCK | 11.5 | 20.3 | 9.1 | No | N/A | 3 | 600 | 800 | 150 | 350 | 2025-01-01
215413250 | DAY & NIGHT | D5CERAH24AAK | D5FEHAH24XCK | 9.5 | 18.5 | 9 | No | N/A | 3 | 600 | 800 | 150 | 350 | 2025-01-01
215413251 | DAY & NIGHT | D5CERAH30AAK | D5FEHAH30XCK | 12 | 22.4 | 9 | Yes | No | 3 | 600 | 800 | 150 | 350 | 2025-01-01
215413252 | DAY & NIGHT | D5CERAH36AAK | D5FEHAH36XCK | 9.4 | 19.5 | 9.1 | No | N/A | 3 | 600 | 800 | 150 | 350 | 2025-01-01
215324248 | DAY & NIGHT | D5CSHAH06AAK | D5FSHAH06XAK | 18 | 25.7 | 14.8 | Yes | Both | 4 | 700 | 900 | 150 | 350 | 2025-01-01
215324249 | DAY & NIGHT | D5CSHAH06AAK | D5FSOAH06XAK | 15.2 | 22 | 12 | Yes | Both | 4 | 700 | 900 | 150 | 350 | 2025-01-01
215324250 | DAY & NIGHT | D5CSHAH06AAK | D5FSDAH06XAK | 14.5 | 21.5 | 13.8 | Yes | Both | 4 | 700 | 900 | 150 | 350 | 2025-01-01
215324251 | DAY & NIGHT | D5CSHAH09AAK | D5FSHAH09XAK | 15.5 | 27.5 | 12.5 | Yes | Both | 4 | 700 | 900 | 150 | 350 | 2025-01-01
215324252 | DAY & NIGHT | D5CSHAH09AAK | D5FSOAH12XAK | 14.7 | 24 | 12.2 | Yes | Both | 4 | 700 | 900 | 150 | 350 | 2025-01-01
215324253 | DAY & NIGHT | D5CSHAH09AAK | D5FSCAH12XAK | 14 | 22.7 | 12.2 | Yes | Both | 4 | 700 | 900 | 150 | 350 | 2025-01-01
215324254 | DAY & NIGHT | D5CSHAH09AAK | D5FSFAH09XAK | 15.2 | 27.3 | 10.9 | Yes | Both | 4 | 700 | 900 | 150 | 350 | 2025-01-01
215324255 | DAY & NIGHT | D5CSHAH09AAK | D5FSDAH12XAK | 13.5 | 21.5 | 12.5 | Yes | Both | 4 | 700 | 900 | 150 | 350 | 2025-01-01
215324256 | DAY & NIGHT | D5CSHAH09AAK | D5FSDAH12XHK | 14 | 20.6 | 13.8 | Yes | Both | 4 | 700 | 900 | 150 | 350 | 2025-01-01
215324257 | DAY & NIGHT | D5CSHAH12AAK | D5FSHAH12XAK | 13.5 | 25.5 | 10.5 | Yes | Both | 4 | 700 | 900 | 150 | 350 | 2025-01-01
215324258 | DAY & NIGHT | D5CSHAH12AAK | D5FSOAH12XAK | 13 | 23 | 10.2 | Yes | Both | 4 | 700 | 900 | 150 | 350 | 2025-01-01
215324259 | DAY & NIGHT | D5CSHAH12AAK | D5FSCAH12XAK | 12.7 | 22.3 | 11.6 | Yes | Both | 4 | 700 | 900 | 150 | 350 | 2025-01-01
215324260 | DAY & NIGHT | D5CSHAH12AAK | D5FSFAH12XAK | 12.7 | 25 | 10.6 | Yes | Both | 4 | 700 | 900 | 150 | 350 | 2025-01-01
215324261 | DAY & NIGHT | D5CSHAH12AAK | D5FSDAH12XAK | 12 | 20 | 10.2 | Yes | Both | 4 | 700 | 900 | 150 | 350 | 2025-01-01
215324262 | DAY & NIGHT | D5CSHAH12AAK | D5FSDAH12XHK | 12 | 20.2 | 10.6 | Yes | Both | 4 | 700 | 900 | 150 | 350 | 2025-01-01
215324263 | DAY & NIGHT | D5CSHAH18AAK | D5FSHAH18XAK | 12.5 | 21.5 | 11 | Yes | Both | 4 | 700 | 900 | 150 | 350 | 2025-01-01
215324264 | DAY & NIGHT | D5CSHAH18AAK | D5FSOAH18XAK | 12.5 | 20.7 | 12.2 | Yes | Both | 4 | 700 | 900 | 150 | 350 | 2025-01-01
215324265 | DAY & NIGHT | D5CSHAH18AAK | D5FSCAH18XAK | 12.5 | 20 | 12.4 | Yes | Both | 4 | 700 | 900 | 150 | 350 | 2025-01-01
215324266 | DAY & NIGHT | D5CSHAH18AAK | D5FSFAH16XAK | 12.5 | 20.2 | 10.3 | Yes | Both | 4 | 700 | 900 | 150 | 350 | 2025-01-01
215324267 | DAY & NIGHT | D5CSHAH18AAK | D5FCFAH18XAK | 12.6 | 20.5 | 10.3 | Yes | Both | 4 | 700 | 900 | 150 | 350 | 2025-01-01
215324268 | DAY & NIGHT | D5CSHAH18AAK | D5FSDAH18XAK | 12 | 18 | 10.8 | Yes | Both | 4 | 700 | 900 | 150 | 350 | 2025-01-01
215324269 | DAY & NIGHT | D5CSHAH18AAK | D5FSDAH18XHK | 12.1 | 18.5 | 11.1 | Yes | Both | 4 | 700 | 900 | 150 | 350 | 2025-01-01
215324270 | DAY & NIGHT | D5CSHAH24AAK | D5FSHAH24XAK | 13 | 21.2 | 13.5 | Yes | Both | 4 | 700 | 900 | 150 | 350 | 2025-01-01
215324271 | DAY & NIGHT | D5CSHAH24AAK | D5FSCAH24XAK | 12 | 20.8 | 11.6 | Yes | Both | 4 | 700 | 900 | 150 | 350 | 2025-01-01
215324272 | DAY & NIGHT | D5CSHAH24AAK | D5FCFAH24XAK | 12 | 20.5 | 12.1 | Yes | Both | 4 | 700 | 900 | 150 | 350 | 2025-01-01
215324273 | DAY & NIGHT | D5CSHAH24AAK | D5FSDAH24XHK | 12 | 19.2 | 11.7 | Yes | Both | 4 | 700 | 900 | 150 | 350 | 2025-01-01
215324274 | DAY & NIGHT | D5CSHAH33AAK | D5FSHAH33XAK | 12 | 19.6 | 10.5 | Yes | Both | 4 | 700 | 900 | 150 | 350 | 2025-01-01
215324275 | DAY & NIGHT | D5CSRAH12AAJ | D5FSHAH12XAJ | 13 | 23.5 | 9.5 | Yes | No | 3 | 600 | 800 | 150 | 350 | 2025-01-01
215324276 | DAY & NIGHT | D5CSRAH09AAK | D5FSHAH09XAK | 14.9 | 26 | 12.5 | Yes | Both | 4 | 700 | 900 | 150 | 350 | 2025-01-01
215324277 | DAY & NIGHT | D5CSRAH09AAK | D5FSOAH12XAK | 14.4 | 22.2 | 11.8 | Yes | Both | 4 | 700 | 900 | 150 | 350 | 2025-01-01
215324278 | DAY & NIGHT | D5CSRAH09AAK | D5FSCAH12XAK | 14.3 | 21.7 | 11.3 | Yes | Both | 4 | 700 | 900 | 150 | 350 | 2025-01-01
215324279 | DAY & NIGHT | D5CSRAH09AAK | D5FSFAH09XAK | 16.3 | 26 | 13.9 | Yes | Both | 4 | 700 | 900 | 150 | 350 | 2025-01-01
215324280 | DAY & NIGHT | D5CSRAH09AAK | D5FSDAH12XAK | 12.8 | 19.6 | 11 | Yes | Both | 4 | 700 | 900 | 150 | 350 | 2025-01-01
215324281 | DAY & NIGHT | D5CSRAH09AAK | D5FSDAH12XHK | 13 | 19.8 | 11.5 | Yes | Both | 4 | 700 | 900 | 150 | 350 | 2025-01-01
215324282 | DAY & NIGHT | D5CSRAH12AAK | D5FSHAH12XAK | 13.1 | 25.5 | 10.7 | Yes | Both | 4 | 700 | 900 | 150 | 350 | 2025-01-01
215324283 | DAY & NIGHT | D5CSRAH12AAK | D5FSOAH12XAK | 12.3 | 22.2 | 10.1 | Yes | Both | 4 | 700 | 900 | 150 | 350 | 2025-01-01
215324284 | DAY & NIGHT | D5CSRAH12AAK | D5FSCAH12XAK | 12.5 | 21.2 | 10.4 | Yes | Both | 4 | 700 | 900 | 150 | 350 | 2025-01-01
215324285 | DAY & NIGHT | D5CSRAH12AAK | D5FSFAH12XAK | 12.7 | 24.7 | 11 | Yes | Both | 4 | 700 | 900 | 150 | 350 | 2025-01-01
215324286 | DAY & NIGHT | D5CSRAH12AAK | D5FSDAH12XAK | 11.7 | 19 | 10.3 | Yes | Both | 4 | 700 | 900 | 150 | 350 | 2025-01-01
215324287 | DAY & NIGHT | D5CSRAH12AAK | D5FSDAH12XHK | 12 | 19.5 | 10.5 | Yes | Both | 4 | 700 | 900 | 150 | 350 | 2025-01-01
215324288 | DAY & NIGHT | D5CSRAH18AAK | D5FSHAH18XAK | 12.8 | 23.5 | 10.8 | Yes | Both | 4 | 700 | 900 | 150 | 350 | 2025-01-01
215324289 | DAY & NIGHT | D5CSRAH18AAK | D5FSOAH18XAK | 12.5 | 22.3 | 12.2 | Yes | Both | 4 | 700 | 900 | 150 | 350 | 2025-01-01
215324290 | DAY & NIGHT | D5CSRAH18AAK | D5FSCAH18XAK | 12.5 | 20.8 | 11.4 | Yes | Both | 4 | 700 | 900 | 150 | 350 | 2025-01-01
215324291 | DAY & NIGHT | D5CSRAH18AAK | D5FSFAH16XAK | 12.5 | 23.9 | 13.5 | Yes | Both | 4 | 700 | 900 | 150 | 350 | 2025-01-01
215324292 | DAY & NIGHT | D5CSRAH18AAK | D5FCFAH18XAK | 12.5 | 22.4 | 10.4 | Yes | Both | 4 | 700 | 900 | 150 | 350 | 2025-01-01
215324293 | DAY & NIGHT | D5CSRAH18AAK | D5FSDAH18XAK | 12.5 | 20 | 10.6 | Yes | Both | 4 | 700 | 900 | 150 | 350 | 2025-01-01
215324294 | DAY & NIGHT | D5CSRAH18AAK | D5FSDAH18XHK | 13.3 | 20 | 11.4 | Yes | Both | 4 | 700 | 900 | 150 | 350 | 2025-01-01
215324295 | DAY & NIGHT | D5CSRAH24AAK | D5FPHAH18XAK | 14 | 23.1 | 11.7 | Yes | Both | 4 | 700 | 900 | 150 | 350 | 2025-01-01
215324296 | DAY & NIGHT | D5CSRAH24AAK | D5FSCAH24XAK | 12 | 22.1 | 10.5 | Yes | Both | 4 | 700 | 900 | 150 | 350 | 2025-01-01
215324297 | DAY & NIGHT | D5CSRAH24AAK | D5FCFAH24XAK | 12.2 | 21.2 | 11.1 | Yes | Both | 4 | 700 | 900 | 150 | 350 | 2025-01-01
215324298 | DAY & NIGHT | D5CSRAH24AAK | D5FSDAH24XHK | 12.5 | 19 | 11 | Yes | Both | 4 | 700 | 900 | 150 | 350 | 2025-01-01
215324299 | DAY & NIGHT | D5CVRAH09AAJ | D5FVHAH09XAJ | 10.1 | 18 | 9 | No | N/A | 3 | 600 | 800 | 150 | 350 | 2025-01-01
215324300 | DAY & NIGHT | D5CVRAH12AAJ | D5FVHAH12XAJ | 8.8 | 19 | 9.2 | No | N/A | 3 | 600 | 800 | 150 | 350 | 2025-01-01
215324301 | DAY & NIGHT | D5CVRAH09AAK | D5FVHAH09XAK | 10.9 | 19 | 9.7 | Yes | Yes | 3 | 600 | 800 | 150 | 350 | 2025-01-01
215324302 | DAY & NIGHT | D5CVRAH12AAK | D5FVHAH12XAK | 8.8 | 18 | 8.8 | No | N/A | 2 | 500 | 700 | 100 | 300 | 2025-01-01
215324303 | DAY & NIGHT | D5CVRAH18AAK | D5FVHAH18XAK | 9.9 | 18.3 | 8.7 | No | N/A | 2 | 500 | 700 | 100 | 300 | 2025-01-01
215324304 | DAY & NIGHT | D5CVRAH24AAK | D5FVHAH24XAK | 9 | 17 | 8.5 | Yes | Yes | 2 | 500 | 700 | 100 | 300 | 2025-01-01
215324305 | DAY & NIGHT | D5CLHAH36AAK | D5FLCAH36XAK | 12 | 21.3 | 10.6 | Yes | Both | 4 | 700 | 900 | 150 | 350 | 2025-01-01
215324306 | DAY & NIGHT | D5CLHAH36AAK | D5FCFAH36XAK | 12 | 20.2 | 10.8 | Yes | Both | 4 | 700 | 900 | 150 | 350 | 2025-01-01
215324307 | DAY & NIGHT | D5CLHAH36AAK | D5FLDAH36XHK | 12 | 17.8 | 11.1 | Yes | Both | 4 | 700 | 900 | 150 | 350 | 2025-01-01
215324308 | DAY & NIGHT | D5CLHAH48AAK | D5FLCAH48XAK | 10 | 18.2 | 11 | Yes | Yes | 4 | 700 | 900 | 150 | 350 | 2025-01-01
215324309 | DAY & NIGHT | D5CLHAH48AAK | D5FCFAH48XAK | 9.4 | 18.7 | 10.1 | Yes | Yes | 4 | 700 | 900 | 150 | 350 | 2025-01-01
215324310 | DAY & NIGHT | D5CLHAH48AAK | D5FLDAH48XHK | 10.4 | 16.8 | 10.8 | Yes | Yes | 4 | 700 | 900 | 150 | 350 | 2025-01-01
215324311 | DAY & NIGHT | D5CLHAH58AAK | D5FCFAH58XAK | 9 | 18.1 | 10.7 | Yes | Yes | 4 | 700 | 900 | 150 | 350 | 2025-01-01
215324312 | DAY & NIGHT | D5CLHAH58AAK | D5FLDAH58XHK | 10.2 | 15.9 | 10.4 | Yes | Yes | 2 | 500 | 700 | 100 | 300 | 2025-01-01
215324313 | DAY & NIGHT | D5CLRAH36AAK | D5FLCAH36XAK | 9.7 | 20 | 10.4 | Yes | Yes | 4 | 700 | 900 | 150 | 350 | 2025-01-01
215324314 | DAY & NIGHT | D5CLRAH36AAK | D5FCFAH36XAK | 10.2 | 20 | 10 | No | N/A | 4 | 700 | 900 | 150 | 350 | 2025-01-01
215324315 | DAY & NIGHT | D5CLRAH36AAK | D5FLDAH36XHK | 10.2 | 18.8 | 10.2 | No | N/A | 4 | 700 | 900 | 150 | 350 | 2025-01-01
215324316 | DAY & NIGHT | D5CLRAH48AAK | D5FLCAH48XAK | 9.5 | 19.1 | 9.9 | Yes | Yes | 3 | 600 | 800 | 150 | 350 | 2025-01-01
215324317 | DAY & NIGHT | D5CLRAH48AAK | D5FCFAH48XAK | 9.5 | 19.9 | 10.2 | Yes | Yes | 4 | 700 | 900 | 150 | 350 | 2025-01-01
215324318 | DAY & NIGHT | D5CLRAH48AAK | D5FLDAH48XHK | 10 | 17.2 | 9.8 | Yes | Yes | 3 | 600 | 800 | 150 | 350 | 2025-01-01
215324319 | DAY & NIGHT | D5CLRAH58AAK | D5FCFAH58XAK | 9.6 | 19.5 | 9.5 | No | N/A | 3 | 600 | 800 | 150 | 350 | 2025-01-01
215324320 | DAY & NIGHT | D5CLRAH58AAK | D5FLDAH58XHK | 10 | 17 | 9.8 | No | N/A | 3 | 600 | 800 | 150 | 350 | 2025-01-01
215333779 | DAY & NIGHT | D5CVRAH09AAJ | D5FVHAH09XCJ | 10.1 | 18 | 9 | No | N/A | 3 | 600 | 800 | 150 | 350 | 2025-01-01
215333780 | DAY & NIGHT | D5CVRAH12AAJ | D5FVHAH12XCJ | 8.8 | 19 | 9.2 | No | N/A | 3 | 600 | 800 | 150 | 350 | 2025-01-01
215333781 | DAY & NIGHT | D5CVRAH09AAK | D5FVHAH09XCK | 10.9 | 19 | 9.7 | Yes | Yes | 3 | 600 | 800 | 150 | 350 | 2025-01-01
215333782 | DAY & NIGHT | D5CVRAH12AAK | D5FVHAH12XCK | 8.8 | 18 | 8.8 | No | N/A | 2 | 500 | 700 | 100 | 300 | 2025-01-01
214389451 | DAY & NIGHT | DLCPRAH12AAK | DHMPHAQ12XA3 | 13.5 | 24 | 9.5 | Yes | Both | 3 | 600 | 800 | 150 | 350 | 2025-01-01
214389452 | DAY & NIGHT | DLCPRAH18AAK | DHMPHAQ18XA3 | 14.5 | 26.2 | 12 | Yes | Both | 4 | 700 | 900 | 150 | 350 | 2025-01-01
214389474 | DAY & NIGHT | DLCPRBH18AAK | DHMPHAQ18XA3 | 13.5 | 23.5 | 13.5 | Yes | Both | 4 | 700 | 900 | 150 | 350 | 2025-01-01
215333783 | DAY & NIGHT | D5CVRAH18AAK | D5FVHAH18XCK | 9.9 | 18.3 | 8.7 | No | N/A | 2 | 500 | 700 | 100 | 300 | 2025-01-01
215333784 | DAY & NIGHT | D5CVRAH24AAK | D5FVHAH24XCK | 9 | 17 | 8.5 | Yes | Yes | 2 | 500 | 700 | 100 | 300 | 2025-01-01
201835638 | DAY & NIGHT | DLCLRAH36AAK | DLFLFAH36XAK | 8 | 16 | 10 | No | N/A | 4 | 700 | 900 | 150 | 350 | 2025-01-01
201835639 | DAY & NIGHT | DLCLRAH36AAK | DLFLCAH36XAK | 9 | 17.5 | 9.3 | No | N/A | 3 | 600 | 800 | 150 | 350 | 2025-01-01
213349758 | DAY & NIGHT | DLCVRAH09AAK | DLFVHAH09XBK | 8.8 | 17.6 | 8.8 | No | N/A | 2 | 500 | 700 | 100 | 300 | 2025-01-01
211132685 | DAY & NIGHT | DLCSRBH18AAK | DLFSDAH18XHK | 12.1 | 18 | 10.8 | Yes | Both | 4 | 700 | 900 | 150 | 350 | 2025-01-01
211132686 | DAY & NIGHT | DLCSRBH09AAK | DLFSDAH09XHK | 13.6 | 20.5 | 10 | Yes | Both | 4 | 700 | 900 | 150 | 350 | 2025-01-01
211132687 | DAY & NIGHT | DLCSRBH12AAK | DLFSDAH12XHK | 12 | 20 | 9.5 | Yes | Both | 3 | 600 | 800 | 150 | 350 | 2025-01-01
211132717 | DAY & NIGHT | DLCLRCH36AAK | DLFLDAH36XHK | 9.2 | 16 | 10.2 | No | N/A | 4 | 700 | 900 | 150 | 350 | 2025-01-01
211132718 | DAY & NIGHT | DLCLRCH58AAK | DLFLDAH58XHK | 10.3 | 17 | 8.4 | No | N/A | 1 | 400 | 600 | 100 | 300 | 2025-01-01
211132719 | DAY & NIGHT | DLCLRCH48AAK | DLFLDAH48XHK | 8.8 | 15.2 | 9.7 | Yes | Yes | 2 | 500 | 700 | 100 | 300 | 2025-01-01
211132720 | DAY & NIGHT | DLCSRBH24AAK | DLFSDAH24XHK | 12 | 19.2 | 11.1 | Yes | Both | 4 | 700 | 900 | 150 | 350 | 2025-01-01
213214849 | DAY & NIGHT | DLCPRBH12AAK | DLFPHAH12XAK | 12.5 | 24 | 10.5 | Yes | Both | 4 | 700 | 900 | 150 | 350 | 2025-01-01
213214850 | DAY & NIGHT | DLCPRBH18AAK | DLFPHAH18XAK | 13.5 | 23.5 | 13.5 | Yes | Both | 4 | 700 | 900 | 150 | 350 | 2025-01-01
210857433 | DAY & NIGHT | DLCSRBH09AAK | DLFSOAH09XAK | 13 | 24 | 12.4 | Yes | Both | 4 | 700 | 900 | 150 | 350 | 2025-01-01
210857434 | DAY & NIGHT | DLCSRBH06AAK | DLFSOAH09XAK | 14.5 | 22 | 10.8 | Yes | Both | 4 | 700 | 900 | 150 | 350 | 2025-01-01
210857435 | DAY & NIGHT | DLCSRBH18AAK | DLFSOAH18XAK | 12.5 | 19.8 | 11.2 | Yes | Both | 4 | 700 | 900 | 150 | 350 | 2025-01-01
210857436 | DAY & NIGHT | DLCSRBH12AAK | DLFSOAH18XAK | 13 | 23 | 10 | Yes | Both | 4 | 700 | 900 | 150 | 350 | 2025-01-01
209948193 | DAY & NIGHT | DLCSRBH12AAK | DLFSFBH12XAK | 13.3 | 24.2 | 10.7 | Yes | Both | 4 | 700 | 900 | 150 | 350 | 2025-01-01
217175305 | DELLA | 048-MS-18K-MODU |  | 12.3 | 22 | 10 | No | N/A | 4 | 700 | 900 | 150 | 350 | 2025-01-01
211042065 | DELLA | 048-TL-18K-MODU |  | 11 | 20 | 8.5 | No | N/A | 2 | 500 | 700 | 100 | 300 | 2025-01-01
211042066 | DELLA | 048-TL-27K-MODU |  | 10 | 19 | 8.5 | No | N/A | 2 | 500 | 700 | 100 | 300 | 2025-01-01
211042067 | DELLA | 048-TL-36K-MODU |  | 10 | 19 | 8.5 | No | N/A | 2 | 500 | 700 | 100 | 300 | 2025-01-01
217133178 | DELLA | 048-MS-9K2VR-17S-OUT | 048-MS-9K2VR-17S-JPB-IN | 9.9 | 17 | 8.5 | No | N/A | 2 | 500 | 700 | 100 | 300 | 2025-01-01
217133179 | DELLA | 048-MS-9K1VR-19S-OUT | 048-MS-9K1VR-19S-JPB-IN | 10.5 | 19 | 8.6 | No | N/A | 2 | 500 | 700 | 100 | 300 | 2025-01-01
217133180 | DELLA | 048-MS-9K1VR-19S-OUT | 048-MS-9K1VR-19S-JA-IN | 10.5 | 19 | 8.6 | No | N/A | 2 | 500 | 700 | 100 | 300 | 2025-01-01
217037976 | DELLA | 048-MS-9K1VR-19S-JA-OUT | 048-MS-9K1VR-19S-JA -IN | 10.5 | 19 | 8.6 | No | N/A | 2 | 500 | 700 | 100 | 300 | 2025-01-01
217037977 | DELLA | 048-MS-9K1VR-19S-JPB-OUT | 048-MS-9K1VR-19S-JPB -IN | 10.5 | 19 | 8.6 | No | N/A | 2 | 500 | 700 | 100 | 300 | 2025-01-01
211001968 | DELLA | 048-MS-12K2VR-21S-OUT | 048-MS-12K2VR-21S-QC-IN | 12 | 21 | 10 | Yes | No | 4 | 700 | 900 | 150 | 350 | 2025-01-01
211001969 | DELLA | 048-MS-18K2VR-21S-OUT | 048-MS-18K2VR-21S-QC-IN | 12 | 21 | 9 | No | N/A | 3 | 600 | 800 | 150 | 350 | 2025-01-01
216760019 | DELLA | 048-MS-12K1VR-22S-M-OUT | 048-MS-12K1VR-22S-M-IN | 12 | 22 | 9.5 | Yes | Yes | 3 | 600 | 800 | 150 | 350 | 2025-01-01
216760020 | DELLA | 048-MS-12K2VR-22S-M-OUT | 048-MS-12K2VR-22S-M-IN | 11.3 | 22 | 9.5 | Yes | Yes | 3 | 600 | 800 | 150 | 350 | 2025-01-01
216760021 | DELLA | 048-MS-18K2VR-22S-M-OUT | 048-MS-18K2VR-22S-M-IN | 12 | 22 | 9.5 | Yes | Yes | 3 | 600 | 800 | 150 | 350 | 2025-01-01
216760022 | DELLA | 048-MS-24K2VR-22S-M-OUT | 048-MS-24K2VR-22S-M-IN | 12 | 22 | 10 | Yes | Yes | 4 | 700 | 900 | 150 | 350 | 2025-01-01
214438086 | DELLA | 048-MS-9K2VR-17S-OUT | 048-MS-9K2VR-17S-JA-IN | 9.9 | 17 | 8.5 | No | N/A | 2 | 500 | 700 | 100 | 300 | 2025-01-01
214438087 | DELLA | 048-MS-9K2VR-17S-OUT | 048-MS-9K2VR-17S-JP-IN | 9.9 | 17 | 8.5 | No | N/A | 2 | 500 | 700 | 100 | 300 | 2025-01-01
211042063 | DELLA | 048-TL-9K1V-19S-OUT | 048-TL-9K1V-19S-IN | 10 | 19 | 8.5 | No | N/A | 2 | 500 | 700 | 100 | 300 | 2025-01-01
211042064 | DELLA | 048-TL-12K1V-19S-OUT | 048-TL-12K1V-19S-IN | 10 | 19 | 8.5 | No | N/A | 2 | 500 | 700 | 100 | 300 | 2025-01-01
213927348 | DELLA | 048-IF-16K2V-17S-OUT | 048-IF-16K2V-17S-IN | 8.5 | 17 | 8.5 | No | N/A | 2 | 500 | 700 | 100 | 300 | 2025-01-01
213927340 | DELLA | 048-TP-9K1V-23S-OUT | 048-TP-9K1V-23S-IN | 12.5 | 23 | 9 | Yes | Both | 3 | 600 | 800 | 150 | 350 | 2025-01-01
213927341 | DELLA | 048-TP-9K2V-23S-OUT | 048-TP-9K2V-23S-IN | 13 | 23.5 | 9.2 | Yes | Both | 3 | 600 | 800 | 150 | 350 | 2025-01-01
213927342 | DELLA | 048-TP-12K1V-22S-OUT | 048-TP-12K1V-22S-IN | 12.5 | 22 | 9 | Yes | Both | 3 | 600 | 800 | 150 | 350 | 2025-01-01
213927343 | DELLA | 048-TP-12K2V-23S-OUT | 048-TP-12K2V-23S-IN | 13 | 23 | 9.5 | Yes | Both | 3 | 600 | 800 | 150 | 350 | 2025-01-01
213927344 | DELLA | 048-TP-18K2V-22S-OUT | 048-TP-18K2V-22S-IN | 13 | 22 | 9 | Yes | No | 3 | 600 | 800 | 150 | 350 | 2025-01-01
213927345 | DELLA | 048-TP-24K2V-20S-OUT | 048-TP-24K2V-20S-IN | 12.5 | 20 | 9 | Yes | No | 3 | 600 | 800 | 150 | 350 | 2025-01-01
211042059 | DELLA | 048-TL-9K2V-19S-OUT | 048-TL-9K2V-19S-IN | 10 | 19 | 8.5 | No | N/A | 2 | 500 | 700 | 100 | 300 | 2025-01-01
211042060 | DELLA | 048-TL-18K2V-19S-OUT | 048-TL-18K2V-19S-IN | 9.4 | 19 | 8.5 | No | N/A | 2 | 500 | 700 | 100 | 300 | 2025-01-01
211042061 | DELLA | 048-TL-24K2V-19S-OUT | 048-TL-24K2V-19S-IN | 10 | 19 | 8.5 | No | N/A | 2 | 500 | 700 | 100 | 300 | 2025-01-01
211042062 | DELLA | 048-TL-36K2V-19S-OUT | 048-TL-36K2V-19S-IN | 9 | 19 | 8.5 | No | N/A | 2 | 500 | 700 | 100 | 300 | 2025-01-01
211001962 | DELLA | 048-MS-12K2VR-17S-OUT | 048-MS-12K2VR-17S-JA-IN | 9 | 17 | 8.5 | No | N/A | 2 | 500 | 700 | 100 | 300 | 2025-01-01
211001963 | DELLA | 048-MS-12K2VR-17S-OUT | 048-MS-12K2VR-17S-JPB-IN | 9 | 17 | 8.5 | No | N/A | 2 | 500 | 700 | 100 | 300 | 2025-01-01
211001964 | DELLA | 048-MS-18K2VR-17S-OUT | 048-MS-18K2VR-17S-JA-IN | 10.5 | 19 | 9 | No | N/A | 3 | 600 | 800 | 150 | 350 | 2025-01-01
211001965 | DELLA | 048-MS-18K2VR-17S-OUT | 048-MS-18K2VR-17S-JPB-IN | 10.5 | 19 | 9 | No | N/A | 3 | 600 | 800 | 150 | 350 | 2025-01-01
211001966 | DELLA | 048-MS-24K2VR-17S-OUT | 048-MS-24K2VR-17S-JA-IN | 10.5 | 18.5 | 8.3 | No | N/A | 1 | 400 | 600 | 100 | 300 | 2025-01-01
211001967 | DELLA | 048-MS-24K2VR-21S-OUT | 048-MS-24K2VR-21S-QC-IN | 13 | 21 | 10 | No | N/A | 4 | 700 | 900 | 150 | 350 | 2025-01-01
211001970 | DELLA | 048-MS-12K1VR-20S-OUT | 048-MS-12K1VR-20S-JA-IN | 10 | 20 | 8.5 | No | N/A | 2 | 500 | 700 | 100 | 300 | 2025-01-01
211001971 | DELLA | 048-MS-12K1VR-20S-OUT | 048-MS-12K1VR-20S-JPB-IN | 10 | 20 | 8.5 | No | N/A | 2 | 500 | 700 | 100 | 300 | 2025-01-01
216498644 | DENALI AIRE | 2DNMSHQCO9A | 2DNMSHQCW9A | 14.05 | 23 | 10 | Yes | Both | 4 | 700 | 900 | 150 | 350 | 2025-01-01
216498645 | DENALI AIRE | 2DNMSHQCO12A | 2DNMSHQCW12A | 12.25 | 22 | 9.5 | Yes | Both | 3 | 600 | 800 | 150 | 350 | 2025-01-01
216498648 | DENALI AIRE | 2DNMSHQCO18 | 2DNMSHQCW18 | 12.95 | 21 | 10 | Yes | Both | 4 | 700 | 900 | 150 | 350 | 2025-01-01
216498649 | DENALI AIRE | 2DNMSHQCO24 | 2DNMSHQCW24 | 12.25 | 22.5 | 9.5 | Yes | Both | 3 | 600 | 800 | 150 | 350 | 2025-01-01
205300162 | DENALI AIRE | DNMSHQCO12A | DNMSHQCW12A | 12.5 | 21.7 | 9.5 | Yes | No | 3 | 600 | 800 | 150 | 350 | 2025-01-01
205300163 | DENALI AIRE | DNMSHQCO9A | DNMSHQCW9A | 12.8 | 18.5 | 9 | Yes | Both | 3 | 600 | 800 | 150 | 350 | 2025-01-01
205300164 | DENALI AIRE | DNMSHQCO18 | DNMSHQCW18 | 13 | 22.5 | 8.6 | Yes | Both | 2 | 500 | 700 | 100 | 300 | 2025-01-01
205300165 | DENALI AIRE | DNMSHQCO24 | DNMSHQCW24 | 12.2 | 20.5 | 8.6 | Yes | Both | 2 | 500 | 700 | 100 | 300 | 2025-01-01
211765302 | Deye | DWA4-ACDC-18K | DGA2-ACDC-18K | 12.5 | 22 | 9 | Yes | No | 3 | 600 | 800 | 150 | 350 | 2025-01-01
216021337 | Deye | DWA4-09KR2(US) | DGA3-09KR2(US) | 14.5 | 25 | 10.5 | Yes | No | 4 | 700 | 900 | 150 | 350 | 2025-01-01
216021338 | Deye | DWA4-12KR2(US) | DGA3-12KR2(US) | 12.6 | 22.5 | 9.7 | Yes | No | 3 | 600 | 800 | 150 | 350 | 2025-01-01
216021339 | Deye | DWA4-ACDC1-12KR2(US) | DGA3-ACDC1-12KR2(US) | 12.6 | 22.5 | 9.7 | Yes | No | 3 | 600 | 800 | 150 | 350 | 2025-01-01
216021340 | Deye | DWB3-ACDC-24KR2(US) | DGA2-ACDC-24KR2(US) | 11.7 | 21 | 10 | Yes | Yes | 4 | 700 | 900 | 150 | 350 | 2025-01-01
216021341 | Deye | DWLA4-ACDC1-12KR2(US) | DGLA4-ACDC1-12KR2(US) | 12.8 | 21.5 | 10.8 | Yes | Yes | 4 | 700 | 900 | 150 | 350 | 2025-01-01
216021342 | Deye | DWLA4-12KR2(US) | DGLA4-12KR2(US) | 12.8 | 21.5 | 10.8 | Yes | Yes | 4 | 700 | 900 | 150 | 350 | 2025-01-01
216021343 | Deye | DWLC2-ACDC-24KR2(US) | DGLA3-ACDC-24KR2(US) | 12.5 | 21 | 11 | Yes | Yes | 4 | 700 | 900 | 150 | 350 | 2025-01-01
216021344 | Deye | DWLC2-24KR2(US) | DGLA3-24KR2(US) | 12.5 | 21 | 11 | Yes | Yes | 4 | 700 | 900 | 150 | 350 | 2025-01-01
211765303 | Deye | DWB3-ACDC-24K | DGA2-ACDC-24K | 11.3 | 21 | 9.6 | Yes | Yes | 3 | 600 | 800 | 150 | 350 | 2025-01-01
211765304 | Deye | DWA4-ACDC1-12K | DGA3-ACDC1-12K | 12.2 | 22 | 9.5 | Yes | No | 3 | 600 | 800 | 150 | 350 | 2025-01-01
211765305 | Deye | DWA4-09K | DGA3-09K | 13.2 | 29 | 9.8 | Yes | No | 3 | 600 | 800 | 150 | 350 | 2025-01-01
211765306 | Deye | DWA4-12K | DGA3-12K | 12.5 | 28 | 9.7 | Yes | No | 3 | 600 | 800 | 150 | 350 | 2025-01-01
213082088 | DIAL | MZME18WW2P230BAJ |  | 11.5 | 19 | 9.4 | Yes | Both | 3 | 600 | 800 | 150 | 350 | 2025-01-01
213350263 | DIAL | MZME24WW3P230BBJ |  | 12.1 | 21 | 8.6 | Yes | Both | 2 | 500 | 700 | 100 | 300 | 2025-01-01
213350264 | DIAL | MZME36WW4P230BAJ |  | 12 | 19.5 | 8.9 | Yes | Both | 2 | 500 | 700 | 100 | 300 | 2025-01-01
204793304 | DIAL | 24000Z-03-O |  | 12.1 | 21 | 8.6 | Yes | Both | 2 | 500 | 700 | 100 | 300 | 2025-01-01
204793305 | DIAL | 36000Z-04-O |  | 12 | 19.5 | 8.9 | Yes | Both | 2 | 500 | 700 | 100 | 300 | 2025-01-01
204793306 | DIAL | 24000Z-03-O |  | 12.5 | 22 | 9.05 | Yes | Both | 3 | 600 | 800 | 150 | 350 | 2025-01-01
204793307 | DIAL | 36000Z-04-O |  | 12.5 | 21 | 9 | Yes | Both | 3 | 600 | 800 | 150 | 350 | 2025-01-01
213350265 | DIAL | MZME24WW3P230BBJ |  | 12.5 | 22 | 9.05 | Yes | Both | 3 | 600 | 800 | 150 | 350 | 2025-01-01
213350266 | DIAL | MZME36WW4P230BAJ |  | 12.5 | 21 | 9 | Yes | Both | 3 | 600 | 800 | 150 | 350 | 2025-01-01
213082089 | DIAL | MZME18WW2P230BAJ |  | 12.5 | 21 | 9.5 | Yes | Both | 3 | 600 | 800 | 150 | 350 | 2025-01-01
206838609 | DIAL | 9000-UNI-O | 9000Z-DUC-I | 12 | 18 | 9 | Yes | Both | 3 | 600 | 800 | 150 | 350 | 2025-01-01
206838610 | DIAL | 12000-UNI-O | 12000Z-DUC-I | 11 | 19 | 9 | No | N/A | 3 | 600 | 800 | 150 | 350 | 2025-01-01
206838611 | DIAL | 18000-UNI-O | 18000Z-DUC-I | 11.4 | 19 | 9.5 | No | N/A | 3 | 600 | 800 | 150 | 350 | 2025-01-01
206838612 | DIAL | 24000-UNI-O | 24000Z-DUC-I | 10.45 | 18 | 9.5 | No | N/A | 3 | 600 | 800 | 150 | 350 | 2025-01-01
206838613 | DIAL | 36000-UNI-O | 36000U-DUC-I | 10.9 | 17.5 | 9.5 | No | N/A | 3 | 600 | 800 | 150 | 350 | 2025-01-01
206838614 | DIAL | 9000-UNI-O | 9000Z-CAS-I | 12.85 | 20.5 | 10 | Yes | Both | 4 | 700 | 900 | 150 | 350 | 2025-01-01
206838615 | DIAL | 12000-UNI-O | 12000Z-CAS-I | 12.5 | 20.5 | 9.5 | Yes | Both | 3 | 600 | 800 | 150 | 350 | 2025-01-01
206838616 | DIAL | 18000-UNI-O | 18000Z-CAS-I | 12.5 | 20.5 | 10 | Yes | Both | 4 | 700 | 900 | 150 | 350 | 2025-01-01
206838617 | DIAL | 24000-UNI-O | 24000Z-CAS-I | 12.5 | 18.5 | 10 | Yes | Both | 4 | 700 | 900 | 150 | 350 | 2025-01-01
206838618 | DIAL | 36000-UNI-O | 36000U-CAS-I | 10.65 | 18 | 9.8 | No | N/A | 3 | 600 | 800 | 150 | 350 | 2025-01-01
204400704 | DIAL | 12000Z-20S-230-O | 12000Z-20S-230-I | 13 | 21 | 9.5 | No | N/A | 3 | 600 | 800 | 150 | 350 | 2025-01-01
204400705 | DIAL | 18000Z-23S-230-I | 18000Z-23S-230-O | 13 | 22.5 | 8.6 | Yes | Both | 2 | 500 | 700 | 100 | 300 | 2025-01-01
202882658 | DIAL | 24000-20S-230-O | 24000-20S-230-I | 12.2 | 20.5 | 8.6 | No | N/A | 2 | 500 | 700 | 100 | 300 | 2025-01-01
202882661 | DIAL | 12000-20S-230-O | 12000-20S-230-I | 13 | 21 | 9 | No | N/A | 3 | 600 | 800 | 150 | 350 | 2025-01-01
202882662 | DIAL | 18000-23S-230-O | 18000-23S-230-I | 13 | 22.5 | 8.6 | No | N/A | 2 | 500 | 700 | 100 | 300 | 2025-01-01
204100527 | DIAL | 23400-21S-230-O | 23400-21S-230-I | 12.2 | 20.5 | 8.6 | Yes | Both | 2 | 500 | 700 | 100 | 300 | 2025-01-01
215447700 | DIAL | SZHW18WW230BBE | SZHW18NN230BBE | 13 | 22.5 | 9.2 | Yes | Both | 3 | 600 | 800 | 150 | 350 | 2025-01-01
213350259 | DIAL | SZUN24WW230 | EMCA24CRE230 | 12.5 | 18.5 | 10 | Yes | Both | 4 | 700 | 900 | 150 | 350 | 2025-01-01
213350260 | DIAL | SZUN12WW230 | EMCA12CRE230 | 12.5 | 20.5 | 9.5 | Yes | Both | 3 | 600 | 800 | 150 | 350 | 2025-01-01
213350261 | DIAL | SZUN18WW230 | EMCA18CRE230 | 12.5 | 20.5 | 10 | Yes | Both | 4 | 700 | 900 | 150 | 350 | 2025-01-01
213350262 | DIAL | SZUN36WW230 | EMCA36CRE230 | 10.65 | 18 | 9.8 | No | N/A | 3 | 600 | 800 | 150 | 350 | 2025-01-01
213088021 | DIAL | SZHW09WW115AHE | SZHW09NN115AHE | 12.8 | 18.5 | 9 | Yes | Both | 3 | 600 | 800 | 150 | 350 | 2025-01-01
213088022 | DIAL | SZHW09WW230BBJ | SZHW09NN230BBJ | 13.7 | 22 | 9 | Yes | Both | 3 | 600 | 800 | 150 | 350 | 2025-01-01
213088023 | DIAL | SZHW12WW230BAJ | SZHW12NW230BAJ | 13 | 21 | 9.5 | Yes | No | 3 | 600 | 800 | 150 | 350 | 2025-01-01
213088024 | DIAL | 9000Z-22.5S-230-O | 9000Z-22.5S-230-I | 13.7 | 22 | 9 | Yes | Both | 3 | 600 | 800 | 150 | 350 | 2025-01-01
213088025 | DIAL | 12000Z-22S-230-O | 12000Z-22S-230-I | 13 | 21 | 9.5 | Yes | No | 3 | 600 | 800 | 150 | 350 | 2025-01-01
213088026 | DIAL | 18000Z-23S-230-O | 18000Z-23S-230-I | 13 | 22.5 | 8.6 | Yes | Both | 2 | 500 | 700 | 100 | 300 | 2025-01-01
213088027 | DIAL | 24000Z-21S-230-O | 24000Z-21S-230-I | 12.2 | 20.5 | 8.6 | Yes | Both | 2 | 500 | 700 | 100 | 300 | 2025-01-01
213088028 | DIAL | 9000-19.5S-115-O | 9000-19.5S-115-I | 12.8 | 18.5 | 9 | Yes | Both | 3 | 600 | 800 | 150 | 350 | 2025-01-01
213088031 | DIAL | 12000-22S-115-O | 12000-22S-115-I | 12.5 | 21.7 | 9.5 | No | N/A | 3 | 600 | 800 | 150 | 350 | 2025-01-01
213361983 | DIAL | SZHW23WW230BJE | SZHW23NN230BJE | 12.2 | 20.5 | 8.6 | Yes | Both | 2 | 500 | 700 | 100 | 300 | 2025-01-01
213361984 | DIAL | SZHW12WW115BAG | SZHW12NN115BAG | 12.5 | 21.7 | 9.5 | Yes | No | 3 | 600 | 800 | 150 | 350 | 2025-01-01
210857287 | DIAMONDAIR | DF55M2Z5 |  | 10.5 | 19 | 8.6 | No | N/A | 2 | 500 | 700 | 100 | 300 | 2025-01-01
210857278 | DIAMONDAIR | DF18M2Z2 |  | 12 | 19 | 9.8 | No | N/A | 3 | 600 | 800 | 150 | 350 | 2025-01-01
210857281 | DIAMONDAIR | DF30M2Z3 |  | 11.7 | 21 | 9.2 | No | N/A | 3 | 600 | 800 | 150 | 350 | 2025-01-01
210857284 | DIAMONDAIR | DF36M2Z4 |  | 11 | 20 | 9.2 | No | N/A | 3 | 600 | 800 | 150 | 350 | 2025-01-01
10238929 | DIAMONDAIR | DF18MZ2. |  | 12 | 22.4 | 9.1 | No | N/A | 3 | 600 | 800 | 150 | 350 | 2025-01-01
10238930 | DIAMONDAIR | DF30MZ3. |  | 12.5 | 23 | 9.2 | No | N/A | 3 | 600 | 800 | 150 | 350 | 2025-01-01
9947219 | DIAMONDAIR | DF48MZ5 |  | 12.5 | 23.7 | 8.6 | No | N/A | 2 | 500 | 700 | 100 | 300 | 2025-01-01
9947217 | DIAMONDAIR | DF30MZ3 |  | 12.5 | 23 | 9.2 | No | N/A | 3 | 600 | 800 | 150 | 350 | 2025-01-01
9947218 | DIAMONDAIR | DF36MZ4 |  | 11.5 | 22.5 | 9 | No | N/A | 3 | 600 | 800 | 150 | 350 | 2025-01-01
9923992 | DIAMONDAIR | DF18MZ2 |  | 12 | 22.4 | 9.1 | No | N/A | 3 | 600 | 800 | 150 | 350 | 2025-01-01
210857286 | DIAMONDAIR | DF55M2Z5 |  | 10.5 | 20.2 | 9.6 | No | N/A | 3 | 600 | 800 | 150 | 350 | 2025-01-01
210857280 | DIAMONDAIR | DF30M2Z3 |  | 12.2 | 23.5 | 9.2 | No | N/A | 3 | 600 | 800 | 150 | 350 | 2025-01-01
210857283 | DIAMONDAIR | DF36M2Z4 |  | 10.6 | 23.1 | 9.6 | No | N/A | 3 | 600 | 800 | 150 | 350 | 2025-01-01
210857277 | DIAMONDAIR | DF18M2Z2 |  | 12.5 | 21 | 10.2 | No | N/A | 4 | 700 | 900 | 150 | 350 | 2025-01-01
210857288 | DIAMONDAIR | DF55M2Z5 |  | 10.5 | 19.6 | 9.1 | No | N/A | 3 | 600 | 800 | 150 | 350 | 2025-01-01
210857285 | DIAMONDAIR | DF36M2Z4 |  | 10.8 | 21.55 | 9.4 | No | N/A | 3 | 600 | 800 | 150 | 350 | 2025-01-01
210857282 | DIAMONDAIR | DF30M2Z3 |  | 11.95 | 22.25 | 9.2 | No | N/A | 3 | 600 | 800 | 150 | 350 | 2025-01-01
210857279 | DIAMONDAIR | DF18M2Z2 |  | 12.25 | 20 | 10 | No | N/A | 4 | 700 | 900 | 150 | 350 | 2025-01-01
207192275 | DIAMONDAIR | D1609HMSOF115V | D1609HMSIF115V | 10.1 | 17 | 9 | No | N/A | 3 | 600 | 800 | 150 | 350 | 2025-01-01
207192276 | DIAMONDAIR | D1612HMSOF | D1612HMSIF | 8.8 | 17.6 | 8.8 | No | N/A | 2 | 500 | 700 | 100 | 300 | 2025-01-01
207192277 | DIAMONDAIR | D1618HMSOF | D1618HMSIF | 9.9 | 18.3 | 8.7 | No | N/A | 2 | 500 | 700 | 100 | 300 | 2025-01-01
10327027 | DIAMONDAIR | D2009SHO | DF2009CI | 13 | 20 | 9.4 | No | N/A | 3 | 600 | 800 | 150 | 350 | 2025-01-01
10327029 | DIAMONDAIR | D2012SHO | DF2012CI | 12.5 | 19.5 | 9.3 | No | N/A | 3 | 600 | 800 | 150 | 350 | 2025-01-01
10327030 | DIAMONDAIR | D2018SHO | DF2018CI | 12.5 | 20 | 9.8 | No | N/A | 3 | 600 | 800 | 150 | 350 | 2025-01-01
10327031 | DIAMONDAIR | D2024SHO | DF2024CI | 11 | 20 | 9.6 | No | N/A | 3 | 600 | 800 | 150 | 350 | 2025-01-01
10238923 | DIAMONDAIR | D2009SHO | DF2009HMSI | 14.5 | 23.1 | 9.9 | No | N/A | 3 | 600 | 800 | 150 | 350 | 2025-01-01
10238924 | DIAMONDAIR | D2012SHO | DF2012HMSI | 13 | 19.9 | 9.1 | No | N/A | 3 | 600 | 800 | 150 | 350 | 2025-01-01
10238925 | DIAMONDAIR | D2018SHO | DF2018HMSI | 12.5 | 19.4 | 8.9 | No | N/A | 2 | 500 | 700 | 100 | 300 | 2025-01-01
10238926 | DIAMONDAIR | D2024SHO | DF2024HMSI | 13 | 20 | 9.5 | No | N/A | 3 | 600 | 800 | 150 | 350 | 2025-01-01
210857265 | DIAMONDAIR | D2009SHO2 | DF2009HMSI2 | 15.8 | 26.4 | 11.6 | No | N/A | 4 | 700 | 900 | 150 | 350 | 2025-01-01
210857266 | DIAMONDAIR | D2012SHO2 | DF2012HMSI2 | 13 | 23.1 | 10.5 | No | N/A | 4 | 700 | 900 | 150 | 350 | 2025-01-01
210857267 | DIAMONDAIR | D2018SHO2 | DF2018HMSI2 | 13 | 22 | 10.6 | No | N/A | 4 | 700 | 900 | 150 | 350 | 2025-01-01
210857268 | DIAMONDAIR | D2024SHO2 | DF2024HMSI2 | 12.5 | 22.3 | 10.3 | No | N/A | 4 | 700 | 900 | 150 | 350 | 2025-01-01
210857269 | DIAMONDAIR | D2009SHO2 | DF2009CI | 13 | 20.5 | 10.3 | No | N/A | 4 | 700 | 900 | 150 | 350 | 2025-01-01
210857270 | DIAMONDAIR | D2012SHO2 | DF2012CI | 12.7 | 22.3 | 10.2 | No | N/A | 4 | 700 | 900 | 150 | 350 | 2025-01-01
210857271 | DIAMONDAIR | D2018SHO2 | DF2018CI | 12.5 | 20 | 9.5 | No | N/A | 3 | 600 | 800 | 150 | 350 | 2025-01-01
210857272 | DIAMONDAIR | D2024SHO2 | DF2024CI2 | 11 | 20.5 | 11.5 | No | N/A | 4 | 700 | 900 | 150 | 350 | 2025-01-01
210857273 | DIAMONDAIR | D2009SHO2 | DF2009HMSI | 15.6 | 25 | 11 | No | N/A | 4 | 700 | 900 | 150 | 350 | 2025-01-01
210857274 | DIAMONDAIR | D2012SHO2 | DF2012HMSI | 13.5 | 23.6 | 9.5 | No | N/A | 3 | 600 | 800 | 150 | 350 | 2025-01-01
210857275 | DIAMONDAIR | D2018SHO2 | DF2018HMSI | 12.5 | 19.4 | 10 | No | N/A | 4 | 700 | 900 | 150 | 350 | 2025-01-01
210857276 | DIAMONDAIR | D2024SHO2 | DF2024HMSI | 11.7 | 18.9 | 10.4 | No | N/A | 4 | 700 | 900 | 150 | 350 | 2025-01-01
215213788 | DIRECT AIR | DIRM4-18DA25-2Z |  | 12 | 20 | 10 | Yes | Both | 4 | 700 | 900 | 150 | 350 | 2025-01-01
215213791 | DIRECT AIR | DIRM4-27DA25-3Z |  | 12 | 19 | 9.5 | Yes | Both | 3 | 600 | 800 | 150 | 350 | 2025-01-01
215213794 | DIRECT AIR | DIRM4-36DA25-4Z |  | 11.7 | 20 | 9.2 | Yes | Both | 3 | 600 | 800 | 150 | 350 | 2025-01-01
215213797 | DIRECT AIR | DIRM4-48DA25-5Z |  | 12 | 20.4 | 10.6 | Yes | Both | 4 | 700 | 900 | 150 | 350 | 2025-01-01
215213800 | DIRECT AIR | DIRM4-18HXPRO28-2Z |  | 13 | 20 | 10 | Yes | Both | 4 | 700 | 900 | 150 | 350 | 2025-01-01
215213803 | DIRECT AIR | DIRM4-28HXPRO28-3Z |  | 12 | 19 | 9.5 | Yes | Both | 3 | 600 | 800 | 150 | 350 | 2025-01-01
215213806 | DIRECT AIR | DIRM4-36HXPRO28-4Z |  | 12 | 19.4 | 10.4 | Yes | Both | 4 | 700 | 900 | 150 | 350 | 2025-01-01
215213809 | DIRECT AIR | DIRM4-48HXPRO28-5Z |  | 11.7 | 20.4 | 11 | Yes | Both | 4 | 700 | 900 | 150 | 350 | 2025-01-01
203269787 | DIRECT AIR | M4OH-36HFN1-M |  | 11.7 | 19 | 9.5 | No | N/A | 3 | 600 | 800 | 150 | 350 | 2025-01-01
203269788 | DIRECT AIR | M2OF-18HFN1-M |  | 11.7 | 18.3 | 9 | Yes | No | 3 | 600 | 800 | 150 | 350 | 2025-01-01
203269789 | DIRECT AIR | M3OF-27HFN1-M |  | 11 | 20 | 8.5 | No | N/A | 2 | 500 | 700 | 100 | 300 | 2025-01-01
203269790 | DIRECT AIR | M4OF-36HFN1-M |  | 10 | 18.5 | 8.7 | No | N/A | 2 | 500 | 700 | 100 | 300 | 2025-01-01
203269791 | DIRECT AIR | M5OF-48HFN1-M |  | 10.1 | 18.3 | 9.6 | No | N/A | 3 | 600 | 800 | 150 | 350 | 2025-01-01
207743795 | DIRECT AIR | DIRM-48HXPRO28-5Z |  | 11.7 | 20.9 | 9 | Yes | Both | 3 | 600 | 800 | 150 | 350 | 2025-01-01
207743774 | DIRECT AIR | DIRM-18DA25-2Z |  | 12 | 19 | 9.8 | Yes | Both | 3 | 600 | 800 | 150 | 350 | 2025-01-01
207743777 | DIRECT AIR | DIRM-27DA25-3Z |  | 11.7 | 21 | 9.2 | Yes | No | 3 | 600 | 800 | 150 | 350 | 2025-01-01
207743780 | DIRECT AIR | DIRM-36DA25-4Z |  | 11 | 20 | 9.2 | No | N/A | 3 | 600 | 800 | 150 | 350 | 2025-01-01
207743783 | DIRECT AIR | DIRM-48DA25-5Z |  | 10.8 | 20.5 | 9.7 | No | N/A | 3 | 600 | 800 | 150 | 350 | 2025-01-01
207743786 | DIRECT AIR | DIRM-18HXPRO28-2Z |  | 12 | 19 | 9.3 | Yes | Both | 3 | 600 | 800 | 150 | 350 | 2025-01-01
207743789 | DIRECT AIR | DIRM-28HXPRO28-3Z |  | 11.7 | 20 | 9.5 | Yes | Both | 3 | 600 | 800 | 150 | 350 | 2025-01-01
216683821 | DIRECT AIR | DIRM4-27DA25-3Z* |  | 12 | 21 | 9 | Yes | Both | 3 | 600 | 800 | 150 | 350 | 2025-01-01
207743792 | DIRECT AIR | DIRM-36HXPRO28-4Z |  | 11.7 | 19 | 10 | Yes | No | 4 | 700 | 900 | 150 | 350 | 2025-01-01
207743794 | DIRECT AIR | DIRM-48HXPRO28-5Z |  | 11.7 | 21.8 | 9.8 | Yes | Both | 3 | 600 | 800 | 150 | 350 | 2025-01-01
203269784 | DIRECT AIR | M4OH-36HFN1-M |  | 13.5 | 21.5 | 9.5 | Yes | Both | 3 | 600 | 800 | 150 | 350 | 2025-01-01
216683820 | DIRECT AIR | DIRM4-27DA25-3Z* |  | 13 | 25 | 9.5 | Yes | Both | 3 | 600 | 800 | 150 | 350 | 2025-01-01
207743788 | DIRECT AIR | DIRM-28HXPRO28-3Z |  | 12.5 | 23 | 10.6 | Yes | Both | 4 | 700 | 900 | 150 | 350 | 2025-01-01
207743791 | DIRECT AIR | DIRM-36HXPRO28-4Z |  | 13.6 | 22.2 | 10.3 | Yes | Both | 4 | 700 | 900 | 150 | 350 | 2025-01-01
207743782 | DIRECT AIR | DIRM-48DA25-5Z |  | 12.5 | 23.4 | 8.7 | Yes | No | 2 | 500 | 700 | 100 | 300 | 2025-01-01
207743785 | DIRECT AIR | DIRM-18HXPRO28-2Z |  | 12.5 | 22 | 9.8 | Yes | Both | 3 | 600 | 800 | 150 | 350 | 2025-01-01
207743776 | DIRECT AIR | DIRM-27DA25-3Z |  | 12.7 | 24.6 | 9.5 | Yes | No | 3 | 600 | 800 | 150 | 350 | 2025-01-01
207743779 | DIRECT AIR | DIRM-36DA25-4Z |  | 11.7 | 23.9 | 9.5 | Yes | No | 3 | 600 | 800 | 150 | 350 | 2025-01-01
207743773 | DIRECT AIR | DIRM-18DA25-2Z |  | 13.9 | 22.9 | 10.5 | Yes | No | 4 | 700 | 900 | 150 | 350 | 2025-01-01
203269782 | DIRECT AIR | M2OH-18HFN1-M |  | 12.5 | 21.5 | 9 | Yes | Both | 3 | 600 | 800 | 150 | 350 | 2025-01-01
203269783 | DIRECT AIR | M3OH-27HFN1-M |  | 12.5 | 22 | 9 | Yes | Both | 3 | 600 | 800 | 150 | 350 | 2025-01-01
8994011 | DIRECT AIR | M2OF-18HFN1-M |  | 12 | 22.4 | 9.1 | Yes | No | 3 | 600 | 800 | 150 | 350 | 2025-01-01
8994012 | DIRECT AIR | M3OF-27HFN1-M |  | 12.5 | 23 | 9.2 | Yes | No | 3 | 600 | 800 | 150 | 350 | 2025-01-01
8994013 | DIRECT AIR | M4OF-36HFN1-M |  | 11.5 | 22.5 | 9 | No | N/A | 3 | 600 | 800 | 150 | 350 | 2025-01-01
8994014 | DIRECT AIR | M5OF-48HFN1-M |  | 12.5 | 23.7 | 8.6 | Yes | No | 2 | 500 | 700 | 100 | 300 | 2025-01-01
215213808 | DIRECT AIR | DIRM4-48HXPRO28-5Z |  | 12 | 23 | 11 | Yes | Both | 4 | 700 | 900 | 150 | 350 | 2025-01-01
215213802 | DIRECT AIR | DIRM4-28HXPRO28-3Z |  | 12.5 | 23 | 10.5 | Yes | Both | 4 | 700 | 900 | 150 | 350 | 2025-01-01
215213805 | DIRECT AIR | DIRM4-36HXPRO28-4Z |  | 13 | 23 | 10.7 | Yes | Both | 4 | 700 | 900 | 150 | 350 | 2025-01-01
215213796 | DIRECT AIR | DIRM4-48DA25-5Z |  | 12.5 | 24 | 10.3 | Yes | Both | 4 | 700 | 900 | 150 | 350 | 2025-01-01
215213799 | DIRECT AIR | DIRM4-18HXPRO28-2Z |  | 15 | 25 | 10.4 | Yes | Both | 4 | 700 | 900 | 150 | 350 | 2025-01-01
215213790 | DIRECT AIR | DIRM4-27DA25-3Z |  | 12.5 | 23 | 10.5 | Yes | Both | 4 | 700 | 900 | 150 | 350 | 2025-01-01
215213793 | DIRECT AIR | DIRM4-36DA25-4Z |  | 12 | 24 | 9.5 | Yes | Both | 3 | 600 | 800 | 150 | 350 | 2025-01-01
215213787 | DIRECT AIR | DIRM4-18DA25-2Z |  | 14 | 25.1 | 9.8 | Yes | Both | 3 | 600 | 800 | 150 | 350 | 2025-01-01
215213792 | DIRECT AIR | DIRM4-27DA25-3Z |  | 12.25 | 21 | 10 | Yes | Both | 4 | 700 | 900 | 150 | 350 | 2025-01-01
215213789 | DIRECT AIR | DIRM4-18DA25-2Z |  | 13 | 22.55 | 9.9 | Yes | Both | 3 | 600 | 800 | 150 | 350 | 2025-01-01
215213795 | DIRECT AIR | DIRM4-36DA25-4Z |  | 11.85 | 22 | 9.35 | Yes | Both | 3 | 600 | 800 | 150 | 350 | 2025-01-01
215213798 | DIRECT AIR | DIRM4-48DA25-5Z |  | 12.25 | 22.2 | 10.45 | Yes | Both | 4 | 700 | 900 | 150 | 350 | 2025-01-01
215213807 | DIRECT AIR | DIRM4-36HXPRO28-4Z |  | 12.5 | 21.2 | 10.55 | Yes | Both | 4 | 700 | 900 | 150 | 350 | 2025-01-01
215213804 | DIRECT AIR | DIRM4-28HXPRO28-3Z |  | 12.25 | 21 | 10 | Yes | Both | 4 | 700 | 900 | 150 | 350 | 2025-01-01
215213801 | DIRECT AIR | DIRM4-18HXPRO28-2Z |  | 14 | 22.5 | 10.2 | Yes | Both | 4 | 700 | 900 | 150 | 350 | 2025-01-01
215213810 | DIRECT AIR | DIRM4-48HXPRO28-5Z |  | 11.85 | 21.7 | 11 | Yes | Both | 4 | 700 | 900 | 150 | 350 | 2025-01-01
207743796 | DIRECT AIR | DIRM-48HXPRO28-5Z |  | 11.7 | 21.35 | 9.4 | Yes | Both | 3 | 600 | 800 | 150 | 350 | 2025-01-01
207743778 | DIRECT AIR | DIRM-27DA25-3Z |  | 12.2 | 22.8 | 9.35 | Yes | No | 3 | 600 | 800 | 150 | 350 | 2025-01-01
207743775 | DIRECT AIR | DIRM-18DA25-2Z |  | 12.95 | 20.95 | 10.15 | Yes | No | 4 | 700 | 900 | 150 | 350 | 2025-01-01
207743781 | DIRECT AIR | DIRM-36DA25-4Z |  | 11.35 | 21.95 | 9.35 | No | N/A | 3 | 600 | 800 | 150 | 350 | 2025-01-01
207743784 | DIRECT AIR | DIRM-48DA25-5Z |  | 11.65 | 21.95 | 9.2 | No | N/A | 3 | 600 | 800 | 150 | 350 | 2025-01-01
207743790 | DIRECT AIR | DIRM-28HXPRO28-3Z |  | 12.1 | 21.5 | 10.05 | Yes | Both | 4 | 700 | 900 | 150 | 350 | 2025-01-01
207743787 | DIRECT AIR | DIRM-18HXPRO28-2Z |  | 12.25 | 20.5 | 9.55 | Yes | Both | 3 | 600 | 800 | 150 | 350 | 2025-01-01
216683822 | DIRECT AIR | DIRM4-27DA25-3Z* |  | 12.5 | 23 | 9.25 | Yes | Both | 3 | 600 | 800 | 150 | 350 | 2025-01-01
207743793 | DIRECT AIR | DIRM-36HXPRO28-4Z |  | 12.65 | 20.6 | 10.15 | Yes | Both | 4 | 700 | 900 | 150 | 350 | 2025-01-01
216788506 | DIRECT AIR | DIRM4-09HXPRO28-1Z | DIRM4-09HP-CA | 14 | 22.6 | 12.1 | Yes | Both | 4 | 700 | 900 | 150 | 350 | 2025-01-01
216788507 | DIRECT AIR | DIRM4-09HXPRO28-1Z | DIRM4-09HP-CO | 15.1 | 27.2 | 10.9 | Yes | Both | 4 | 700 | 900 | 150 | 350 | 2025-01-01
216788508 | DIRECT AIR | DIRM4-09HXPRO28-1Z | DIRM4-09HP-DUH | 14 | 20.5 | 13.8 | Yes | Both | 4 | 700 | 900 | 150 | 350 | 2025-01-01
216788509 | DIRECT AIR | DIRM4-09HXPRO28-1Z | DIRM4-09HP-DUV | 14 | 20.5 | 13.8 | Yes | Both | 4 | 700 | 900 | 150 | 350 | 2025-01-01
216788510 | DIRECT AIR | DIRM4-09DA25-1Z | DIRM4-09HP-CA | 14.3 | 21.6 | 11.3 | Yes | Both | 4 | 700 | 900 | 150 | 350 | 2025-01-01
216788511 | DIRECT AIR | DIRM4-09DA25-1Z | DIRM4-09HP-CO | 16.2 | 26 | 13.9 | Yes | Both | 4 | 700 | 900 | 150 | 350 | 2025-01-01
216788512 | DIRECT AIR | DIRM4-09DA25-1Z | DIRM4-09HP-DUH | 13 | 19.7 | 11.5 | Yes | Both | 4 | 700 | 900 | 150 | 350 | 2025-01-01
216788513 | DIRECT AIR | DIRM4-09DA25-1Z | DIRM4-09HP-DUV | 13 | 19.7 | 11.5 | Yes | Both | 4 | 700 | 900 | 150 | 350 | 2025-01-01
216788514 | DIRECT AIR | DIRM4-12HXPRO28-1Z | DIRM4-12HP-CA | 12.5 | 22.2 | 11.6 | Yes | Both | 4 | 700 | 900 | 150 | 350 | 2025-01-01
216788515 | DIRECT AIR | DIRM4-12HXPRO28-1Z | DIRM4-12HP-DUH | 12 | 20 | 10.6 | Yes | Both | 4 | 700 | 900 | 150 | 350 | 2025-01-01
216788516 | DIRECT AIR | DIRM4-12HXPRO28-1Z | DIRM4-12HP-DUV | 12 | 20 | 10.6 | Yes | Both | 4 | 700 | 900 | 150 | 350 | 2025-01-01
216788517 | DIRECT AIR | DIRM4-12DA25-1Z | DIRM4-12HP-CA | 12.5 | 21.1 | 10.4 | Yes | Both | 4 | 700 | 900 | 150 | 350 | 2025-01-01
216788518 | DIRECT AIR | DIRM4-12DA25-1Z | DIRM4-12HP-DUH | 12 | 19.5 | 10.5 | Yes | Both | 4 | 700 | 900 | 150 | 350 | 2025-01-01
216788519 | DIRECT AIR | DIRM4-12DA25-1Z | DIRM4-12HP-DUV | 12 | 19.5 | 10.5 | Yes | Both | 4 | 700 | 900 | 150 | 350 | 2025-01-01
216788520 | DIRECT AIR | DIRM4-18HXPRO28-1Z | DIRM4-18HP-CA | 12.5 | 20 | 12.3 | Yes | Both | 4 | 700 | 900 | 150 | 350 | 2025-01-01
216788521 | DIRECT AIR | DIRM4-18HXPRO28-1Z | DIRM4-18HP-DUH | 12 | 18.4 | 11.1 | Yes | Both | 4 | 700 | 900 | 150 | 350 | 2025-01-01
216788522 | DIRECT AIR | DIRM4-18HXPRO28-1Z | DIRM4-18HP-DUV | 12 | 18.4 | 11.1 | Yes | Both | 4 | 700 | 900 | 150 | 350 | 2025-01-01
216788523 | DIRECT AIR | DIRM4-18DA25-1Z | DIRM4-18HP-CA | 12.5 | 20.7 | 11.4 | Yes | Both | 4 | 700 | 900 | 150 | 350 | 2025-01-01
216788524 | DIRECT AIR | DIRM4-18DA25-1Z | DIRM4-18HP-DUH | 13.3 | 20 | 11.3 | Yes | Both | 4 | 700 | 900 | 150 | 350 | 2025-01-01
216788525 | DIRECT AIR | DIRM4-18DA25-1Z | DIRM4-18HP-DUV | 13.3 | 20 | 11.3 | Yes | Both | 4 | 700 | 900 | 150 | 350 | 2025-01-01
216788526 | DIRECT AIR | DIRM4-24HXPRO28-1Z | DIRM4-24HP-CA | 12 | 20.7 | 11.6 | Yes | Both | 4 | 700 | 900 | 150 | 350 | 2025-01-01
216788527 | DIRECT AIR | DIRM4-24HXPRO28-1Z | DIRM4-24HP-DU | 12 | 19 | 11.7 | Yes | Both | 4 | 700 | 900 | 150 | 350 | 2025-01-01
216788528 | DIRECT AIR | DIRM4-24DA25-1Z | DIRM4-24HP-CA | 12 | 22 | 10.5 | Yes | Both | 4 | 700 | 900 | 150 | 350 | 2025-01-01
216788529 | DIRECT AIR | DIRM4-24DA25-1Z | DIRM4-24HP-DU | 12.5 | 19 | 11 | Yes | Both | 4 | 700 | 900 | 150 | 350 | 2025-01-01
216788530 | DIRECT AIR | DIRM4-36LCHX-1Z | DIRM4-36HP-CA | 12 | 21.2 | 10.6 | Yes | Both | 4 | 700 | 900 | 150 | 350 | 2025-01-01
216788531 | DIRECT AIR | DIRM4-36LCHX-1Z | DIRM4-36HP-DU | 12 | 17.7 | 11.1 | Yes | Both | 4 | 700 | 900 | 150 | 350 | 2025-01-01
216788532 | DIRECT AIR | DIRM4-36LCDA25-1Z | DIRM4-36HP-CA | 9.6 | 20 | 10.3 | Yes | Yes | 4 | 700 | 900 | 150 | 350 | 2025-01-01
216788533 | DIRECT AIR | DIRM4-36LCDA25-1Z | DIRM4-36HP-DU | 10.1 | 18.7 | 10.2 | No | N/A | 4 | 700 | 900 | 150 | 350 | 2025-01-01
216788534 | DIRECT AIR | DIRM4-48LCHX-1Z | DIRM4-48HP-CA | 10 | 18 | 11 | Yes | Yes | 4 | 700 | 900 | 150 | 350 | 2025-01-01
216788535 | DIRECT AIR | DIRM4-48LCHX-1Z | DIRM4-48HP-DU | 10.4 | 16.7 | 10.8 | Yes | Yes | 4 | 700 | 900 | 150 | 350 | 2025-01-01
216788536 | DIRECT AIR | DIRM4-48LCDA25-1Z | DIRM4-48HP-CA | 9.5 | 19 | 9.9 | Yes | Yes | 3 | 600 | 800 | 150 | 350 | 2025-01-01
216788537 | DIRECT AIR | DIRM4-48LCDA25-1Z | DIRM4-48HP-DU | 10 | 17.1 | 9.8 | Yes | Yes | 3 | 600 | 800 | 150 | 350 | 2025-01-01
207743719 | DIRECT AIR | DIRM-09DA25-1Z | DIRM-09HP-WM | 15 | 25.5 | 12.3 | Yes | Both | 4 | 700 | 900 | 150 | 350 | 2025-01-01
207743720 | DIRECT AIR | DIRM-12DA25-1Z | DIRM-12HP-WM | 13.7 | 24.6 | 10.7 | Yes | No | 4 | 700 | 900 | 150 | 350 | 2025-01-01
207743721 | DIRECT AIR | DIRM-18DA25-1Z | DIRM-18HP-WM | 12.5 | 23.5 | 10.8 | Yes | No | 4 | 700 | 900 | 150 | 350 | 2025-01-01
207743722 | DIRECT AIR | DIRM-24DA25-1Z | DIRM-24HP-WM | 14 | 22 | 10 | Yes | No | 4 | 700 | 900 | 150 | 350 | 2025-01-01
207743723 | DIRECT AIR | DIRM-06HXPRO28-1Z | DIRM-06HP-WM | 15.8 | 26.5 | 13.6 | Yes | Both | 4 | 700 | 900 | 150 | 350 | 2025-01-01
207743724 | DIRECT AIR | DIRM-09HXPRO28-1Z | DIRM-09HP-WM | 16.2 | 28.1 | 11.5 | Yes | Both | 4 | 700 | 900 | 150 | 350 | 2025-01-01
207743725 | DIRECT AIR | DIRM-12HXPRO28-1Z | DIRM-12HP-WM | 14 | 25.5 | 10.4 | Yes | Both | 4 | 700 | 900 | 150 | 350 | 2025-01-01
207743726 | DIRECT AIR | DIRM-18HXPRO28-1Z | DIRM-18HP-WM | 12.5 | 21.5 | 11.3 | Yes | Both | 4 | 700 | 900 | 150 | 350 | 2025-01-01
207743727 | DIRECT AIR | DIRM-24HXPRO28-1Z | DIRM-24HP-WM | 13 | 21.5 | 11.4 | Yes | Both | 4 | 700 | 900 | 150 | 350 | 2025-01-01
207743728 | DIRECT AIR | DIRM-30DA25-1Z | DIRM-30HP-WM | 11.5 | 20 | 9.2 | No | N/A | 3 | 600 | 800 | 150 | 350 | 2025-01-01
207743730 | DIRECT AIR | DIRM-18DA25-1Z | DIRM-18HP-CF | 12.5 | 23 | 10 | Yes | No | 4 | 700 | 900 | 150 | 350 | 2025-01-01
207743731 | DIRECT AIR | DIRM-18HXPRO28-1Z | DIRM-18HP-CF | 12.5 | 20.5 | 9.8 | Yes | Both | 3 | 600 | 800 | 150 | 350 | 2025-01-01
207743732 | DIRECT AIR | DIRM-24DA25-1Z | DIRM-24HP-CF | 12.5 | 21.2 | 10.3 | Yes | Both | 4 | 700 | 900 | 150 | 350 | 2025-01-01
207743733 | DIRECT AIR | DIRM-24HXPRO28-1Z | DIRM-24HP-CF | 11.7 | 20.5 | 11 | Yes | Both | 4 | 700 | 900 | 150 | 350 | 2025-01-01
207743734 | DIRECT AIR | DIRM-36LCDA25-1Z | DIRM-36HP-CF | 8.5 | 19 | 9 | No | N/A | 3 | 600 | 800 | 150 | 350 | 2025-01-01
207743735 | DIRECT AIR | DIRM-48LCDA25-1Z | DIRM-48HP-CF | 9.3 | 18.9 | 10 | Yes | Yes | 4 | 700 | 900 | 150 | 350 | 2025-01-01
207743737 | DIRECT AIR | DIRM-09DA25-1Z | DIRM-09HP-CA | 13 | 20 | 10 | Yes | Both | 4 | 700 | 900 | 150 | 350 | 2025-01-01
207743738 | DIRECT AIR | DIRM-09HXPRO28-1Z | DIRM-09HP-CA | 13 | 20.5 | 10.3 | Yes | Both | 4 | 700 | 900 | 150 | 350 | 2025-01-01
207743739 | DIRECT AIR | DIRM-12DA25-1Z | DIRM-12HP-CA | 14 | 22.7 | 10 | Yes | No | 4 | 700 | 900 | 150 | 350 | 2025-01-01
207743740 | DIRECT AIR | DIRM-12HXPRO28-1Z | DIRM-12HP-CA | 12.7 | 22.3 | 10.2 | Yes | Both | 4 | 700 | 900 | 150 | 350 | 2025-01-01
207743741 | DIRECT AIR | DIRM-18DA25-1Z | DIRM-18HP-CA | 12.5 | 20.5 | 10.5 | Yes | No | 4 | 700 | 900 | 150 | 350 | 2025-01-01
207743742 | DIRECT AIR | DIRM-18HXPRO28-1Z | DIRM-18HP-CA | 12.5 | 20 | 9.5 | Yes | Both | 3 | 600 | 800 | 150 | 350 | 2025-01-01
207743743 | DIRECT AIR | DIRM-24DA25-1Z | DIRM-24HP-CA | 12.5 | 21.5 | 9.7 | Yes | Both | 3 | 600 | 800 | 150 | 350 | 2025-01-01
207743744 | DIRECT AIR | DIRM-24HXPRO28-1Z | DIRM-24HP-CA | 11 | 20.5 | 11.5 | Yes | Both | 4 | 700 | 900 | 150 | 350 | 2025-01-01
207743745 | DIRECT AIR | DIRM-36LCDA25-1Z | DIRM-36HP-CA | 9.4 | 19.2 | 8.8 | No | N/A | 2 | 500 | 700 | 100 | 300 | 2025-01-01
207743746 | DIRECT AIR | DIRM-48LCDA25-1Z | DIRM-48HP-CA | 9.5 | 18.5 | 9.8 | No | N/A | 3 | 600 | 800 | 150 | 350 | 2025-01-01
207743747 | DIRECT AIR | DIRM-09DA25-1Z | DIRM-09HP-DUH | 12.5 | 19.2 | 10.2 | Yes | Both | 4 | 700 | 900 | 150 | 350 | 2025-01-01
207743748 | DIRECT AIR | DIRM-09DA25-1Z | DIRM-09HP-DUV | 12.5 | 19.2 | 10.2 | Yes | Both | 4 | 700 | 900 | 150 | 350 | 2025-01-01
207743749 | DIRECT AIR | DIRM-09HXPRO28-1Z | DIRM-09HP-DUH | 13.2 | 20.2 | 12 | Yes | Both | 4 | 700 | 900 | 150 | 350 | 2025-01-01
207743750 | DIRECT AIR | DIRM-09HXPRO28-1Z | DIRM-09HP-DUV | 13.2 | 20.2 | 12 | Yes | Both | 4 | 700 | 900 | 150 | 350 | 2025-01-01
207743751 | DIRECT AIR | DIRM-12DA25-1Z | DIRM-12HP-DUH | 11.7 | 19 | 10.3 | Yes | Both | 4 | 700 | 900 | 150 | 350 | 2025-01-01
207743752 | DIRECT AIR | DIRM-12DA25-1Z | DIRM-12HP-DUV | 11.7 | 19 | 10.3 | Yes | Both | 4 | 700 | 900 | 150 | 350 | 2025-01-01
207743753 | DIRECT AIR | DIRM-12HXPRO28-1Z | DIRM-12HP-DUH | 11.7 | 19.5 | 10 | Yes | Both | 4 | 700 | 900 | 150 | 350 | 2025-01-01
207743754 | DIRECT AIR | DIRM-12HXPRO28-1Z | DIRM-12HP-DUV | 11.7 | 19.5 | 10 | Yes | Both | 4 | 700 | 900 | 150 | 350 | 2025-01-01
207743755 | DIRECT AIR | DIRM-18DA25-1Z | DIRM-18HP-DUH | 12.5 | 20 | 10.6 | Yes | No | 4 | 700 | 900 | 150 | 350 | 2025-01-01
207743756 | DIRECT AIR | DIRM-18DA25-1Z | DIRM-18HP-DUV | 12.5 | 20 | 10.6 | Yes | No | 4 | 700 | 900 | 150 | 350 | 2025-01-01
207743757 | DIRECT AIR | DIRM-18HXPRO28-1Z | DIRM-18HP-DUH | 11.7 | 18 | 9.5 | Yes | Both | 3 | 600 | 800 | 150 | 350 | 2025-01-01
207743758 | DIRECT AIR | DIRM-18HXPRO28-1Z | DIRM-18HP-DUV | 11.7 | 18 | 9.5 | Yes | Both | 3 | 600 | 800 | 150 | 350 | 2025-01-01
207743759 | DIRECT AIR | DIRM-24DA25-1Z | DIRM-24HP-DU | 12.5 | 19 | 11.2 | Yes | Both | 4 | 700 | 900 | 150 | 350 | 2025-01-01
207743760 | DIRECT AIR | DIRM-24HXPRO28-1Z | DIRM-24HP-DU | 12 | 19.2 | 10.5 | Yes | Both | 4 | 700 | 900 | 150 | 350 | 2025-01-01
207743761 | DIRECT AIR | DIRM-36LCDA25-1Z | DIRM-36HP-DU | 8.8 | 15.8 | 8.8 | No | N/A | 2 | 500 | 700 | 100 | 300 | 2025-01-01
207743764 | DIRECT AIR | DIRM-12DA25-1Z | DIRM-12HP-CO | 13 | 22.7 | 10.2 | Yes | Both | 4 | 700 | 900 | 150 | 350 | 2025-01-01
207743765 | DIRECT AIR | DIRM-12HXPRO28-1Z | DIRM-12HP-CO | 13 | 23.6 | 10 | Yes | Both | 4 | 700 | 900 | 150 | 350 | 2025-01-01
207583104 | DIRECT AIR | DIRH-09HP23-DKO-115 | DIRH-09HP23-DKI-115 | 12.8 | 18.5 | 9 | Yes | Both | 3 | 600 | 800 | 150 | 350 | 2025-01-01
207583105 | DIRECT AIR | DIRH-12HP23-DKO-115 | DIRH-12HP23-DKI-115 | 12.5 | 21.7 | 9.5 | No | N/A | 3 | 600 | 800 | 150 | 350 | 2025-01-01
207583106 | DIRECT AIR | DIRH-09HP23-DKO | DIRH-09HP23-DKI | 13.7 | 22 | 9 | Yes | Both | 3 | 600 | 800 | 150 | 350 | 2025-01-01
207583107 | DIRECT AIR | DIRH-12HP23-DKO | DIRH-12HP23-DKI | 13 | 21 | 9.5 | No | N/A | 3 | 600 | 800 | 150 | 350 | 2025-01-01
207583108 | DIRECT AIR | DIRH-18HP23-DKO | DIRH-18HP23-DKI | 13 | 22.5 | 8.6 | Yes | Both | 2 | 500 | 700 | 100 | 300 | 2025-01-01
207583109 | DIRECT AIR | DIRH-24HP23-DKO | DIRH-24HP23-DKI | 12.2 | 20.5 | 8.6 | Yes | Both | 2 | 500 | 700 | 100 | 300 | 2025-01-01
206377758 | DIRECT AIR | MOX430-17HFN1-MT0W | MUEU-18HRFN1-M(C) | 12.5 | 20.5 | 9.8 | Yes | Both | 3 | 600 | 800 | 150 | 350 | 2025-01-01
206377759 | DIRECT AIR | MOX430-17HFN1-MT0W | CCA3U-18HRFN1-M(C) | 12.5 | 20 | 9.5 | Yes | Both | 3 | 600 | 800 | 150 | 350 | 2025-01-01
206377760 | DIRECT AIR | MOX430-17HFN1-MT0W | MTIU-18HWFN1-M | 11.7 | 18 | 9.5 | Yes | Both | 3 | 600 | 800 | 150 | 350 | 2025-01-01
205816491 | DIRECT AIR | MOX430-17HFN1-MT0W | CS11M-18HRFN1-MT0W | 12.5 | 19.4 | 10 | Yes | No | 4 | 700 | 900 | 150 | 350 | 2025-01-01
205816492 | DIRECT AIR | MOD30-24HFN1-MU0W | CS11M-23HRFN1-MT0W | 11.7 | 18.9 | 10.4 | Yes | Both | 4 | 700 | 900 | 150 | 350 | 2025-01-01
203490390 | DIRECT AIR | DIR-18HP23DKO-ES | DIR-18HP23DKI-ES | 13 | 22.5 | 8.6 | Yes | Both | 2 | 500 | 700 | 100 | 300 | 2025-01-01
203490391 | DIRECT AIR | DIR-24HP21DKO-ES | DIR-24HP21DKI-ES | 12.2 | 20.5 | 8.6 | Yes | Both | 2 | 500 | 700 | 100 | 300 | 2025-01-01
203490392 | DIRECT AIR | DIR-09HP20DKO-ES | DIR-09HP20DKI-ES | 13.7 | 22 | 9 | Yes | Both | 3 | 600 | 800 | 150 | 350 | 2025-01-01
203490393 | DIRECT AIR | DIR-12HP22DKO-ES | DIR-12HP22DKI-ES | 12.5 | 21.7 | 9.5 | No | N/A | 3 | 600 | 800 | 150 | 350 | 2025-01-01
203490396 | DIRECT AIR | DIR-09HP22DKO-ES | DIR-09HP22DKI-ES | 13.7 | 22 | 9 | Yes | Both | 3 | 600 | 800 | 150 | 350 | 2025-01-01
203490397 | DIRECT AIR | DIR-12HP21DKO-ES | DIR-12HP21DKI-ES | 13 | 21 | 9.5 | No | N/A | 3 | 600 | 800 | 150 | 350 | 2025-01-01
203360780 | DIRECT AIR | MOD31-24HFN1-MT0W | MTIU-24HWFN1-M | 11.7 | 19 | 10 | Yes | Both | 4 | 700 | 900 | 150 | 350 | 2025-01-01
203269792 | DIRECT AIR | MOB30-09HFN1-MX0W | MTIU-09HWFN1-M | 12.1 | 18.5 | 11.5 | Yes | Both | 4 | 700 | 900 | 150 | 350 | 2025-01-01
203269793 | DIRECT AIR | MOB30-12HFN1-MV0W | MTIU-12HWFN1-M | 11.7 | 19 | 10 | Yes | Both | 4 | 700 | 900 | 150 | 350 | 2025-01-01
203269795 | DIRECT AIR | MOD30-24HFN1-MT0W | MTIU-24HWFN1-M | 11.7 | 19.2 | 10.5 | Yes | Both | 4 | 700 | 900 | 150 | 350 | 2025-01-01
203269797 | DIRECT AIR | MOE30U-60HFN1-M | MHG-60HWFN1-MW | 9 | 15.4 | 8.4 | No | N/A | 1 | 400 | 600 | 100 | 300 | 2025-01-01
203269798 | DIRECT AIR | MOBA30-09HFN1-MT0W | MTIU-09HWFN1-M | 12.1 | 18.7 | 9.8 | Yes | Both | 3 | 600 | 800 | 150 | 350 | 2025-01-01
203269799 | DIRECT AIR | MOB30-12HFN1-MT0W | MTIU-12HWFN1-M | 11.7 | 19 | 10 | Yes | Both | 4 | 700 | 900 | 150 | 350 | 2025-01-01
203269800 | DIRECT AIR | MOCA31-18HFN1-MT0W | MTIU-18HWFN1-M | 11.7 | 18.5 | 9.2 | Yes | No | 3 | 600 | 800 | 150 | 350 | 2025-01-01
203269801 | DIRECT AIR | MOD30-24HFN1-MT0W | MTIU-24HWFN1-M | 11.7 | 19.2 | 10.5 | Yes | Both | 4 | 700 | 900 | 150 | 350 | 2025-01-01
10306426 | DIRECT AIR | DIR-09HP28-TQO | DIR-09HP28-TQI | 15.5 | 27.5 | 10.5 | Yes | Both | 4 | 700 | 900 | 150 | 350 | 2025-01-01
10306427 | DIRECT AIR | DIR-12HP28-TQO | DIR-12HP28-TQI | 15.4 | 23.5 | 9.8 | Yes | Both | 3 | 600 | 800 | 150 | 350 | 2025-01-01
9680947 | DIRECT AIR | MOBA30-09HFN1-MT0W | CS11M-09HRFN1-MX0W(A) | 14.9 | 21.8 | 9.3 | Yes | Both | 3 | 600 | 800 | 150 | 350 | 2025-01-01
9680948 | DIRECT AIR | MOB30-12HFN1-MT0W | CS11M-12HRFN1-MU5W | 13.7 | 22.3 | 8.8 | Yes | Both | 2 | 500 | 700 | 100 | 300 | 2025-01-01
9680949 | DIRECT AIR | MOCA31-18HFN1-MT0W | CS11M-18HRFN1-MT0W | 13 | 20 | 8.3 | Yes | No | 1 | 400 | 600 | 100 | 300 | 2025-01-01
9680950 | DIRECT AIR | MOD31-24HFN1-MT0W | CS11M-23HRFN1-MT0W | 13.7 | 19.8 | 9.3 | Yes | No | 3 | 600 | 800 | 150 | 350 | 2025-01-01
8775826 | DIRECT AIR | MOB30-09HFN1-MX0W | CS11M-09HRFN1-MX0W(A) | 14.5 | 23.1 | 9.9 | Yes | No | 3 | 600 | 800 | 150 | 350 | 2025-01-01
8775827 | DIRECT AIR | MOB30-12HFN1-MV0W | CS11M-12HRFN1-MU5W | 13 | 19.9 | 9.1 | Yes | No | 3 | 600 | 800 | 150 | 350 | 2025-01-01
8775828 | DIRECT AIR | MOCA30-18HFN1-MT0W | CS11M-18HRFN1-MT0W | 12.5 | 19.4 | 8.9 | Yes | No | 2 | 500 | 700 | 100 | 300 | 2025-01-01
8775829 | DIRECT AIR | MOD30-24HFN1-MT0W | CS11M-23HRFN1-MT0W | 13 | 20 | 9.5 | Yes | No | 3 | 600 | 800 | 150 | 350 | 2025-01-01
8775830 | DIRECT AIR | MOB30-09HFN1-MX0W | CCA3U-09HRFN1-M(C) | 13 | 20 | 9.4 | Yes | No | 3 | 600 | 800 | 150 | 350 | 2025-01-01
8775834 | DIRECT AIR | MOB30-12HFN1-MV0W | CCA3U-12HRFN1-M(C) | 12.5 | 19.5 | 9.3 | Yes | No | 3 | 600 | 800 | 150 | 350 | 2025-01-01
8775835 | DIRECT AIR | MOB30-12HFN1-MV0W | CFAU-12HRFN1-M(C) | 12.5 | 19.4 | 9.4 | Yes | No | 3 | 600 | 800 | 150 | 350 | 2025-01-01
8775836 | DIRECT AIR | MOCA30-18HFN1-MT0W | CCA3U-18HRFN1-M(C) | 12.5 | 20 | 9.8 | Yes | No | 3 | 600 | 800 | 150 | 350 | 2025-01-01
8775838 | DIRECT AIR | MOCA30-18HFN1-MT0W | MUEU-18HRFN1-M(C) | 12.5 | 19.9 | 9.9 | Yes | No | 3 | 600 | 800 | 150 | 350 | 2025-01-01
8775839 | DIRECT AIR | MOD30-24HFN1-MT0W | MCDU-24HRFN1-M(C) | 11 | 20 | 9.6 | No | N/A | 3 | 600 | 800 | 150 | 350 | 2025-01-01
8775841 | DIRECT AIR | MOD30-24HFN1-MT0W | MUEU-24HRFN1-M(C) | 11.5 | 20 | 10 | No | N/A | 4 | 700 | 900 | 150 | 350 | 2025-01-01
8775847 | DIRECT AIR | MOB30-12HFN1-MT0W | CFAU-12HRFN1-M(C) | 13 | 20.5 | 8.8 | Yes | No | 2 | 500 | 700 | 100 | 300 | 2025-01-01
8775849 | DIRECT AIR | MOCA31-18HFN1-MT0W | CCA3U-18HRFN1-M(C) | 12.5 | 20 | 9.1 | Yes | No | 3 | 600 | 800 | 150 | 350 | 2025-01-01
8775850 | DIRECT AIR | MOCA31-18HFN1-MT0W | MUEU-18HRFN1-M(C) | 12.5 | 20 | 8.9 | Yes | No | 2 | 500 | 700 | 100 | 300 | 2025-01-01
8775853 | DIRECT AIR | MOD31-24HFN1-MT0W | MUEU-24HRFN1-M(C) | 12.5 | 20 | 9.4 | Yes | No | 3 | 600 | 800 | 150 | 350 | 2025-01-01
8775855 | DIRECT AIR | MOD30U-36HFN1-M | MCD-36HRFN1-M(C) | 9 | 17.5 | 9.3 | No | N/A | 3 | 600 | 800 | 150 | 350 | 2025-01-01
8775856 | DIRECT AIR | MOD30U-36HFN1-M | MUE-36HRFN1-M(C) | 8 | 16 | 10 | No | N/A | 4 | 700 | 900 | 150 | 350 | 2025-01-01
8819865 | DIRECT AIR | MOE30U-48HFN1-M | MCD-48HRFN1-M(D) | 9.5 | 16.8 | 9 | No | N/A | 3 | 600 | 800 | 150 | 350 | 2025-01-01
8819867 | DIRECT AIR | MOE30U-48HFN1-M | MUE-48HRFN1-M(C) | 9.3 | 17.8 | 9 | No | N/A | 3 | 600 | 800 | 150 | 350 | 2025-01-01
8952869 | DIRECT AIR | MOB30-09HFN1-MX0W | CS11M-09HRFN1-MX0W(A) | 14.5 | 23.1 | 9.9 | Yes | No | 3 | 600 | 800 | 150 | 350 | 2025-01-01
8952870 | DIRECT AIR | MOB30-12HFN1-MV0W | CS11M-12HRFN1-MU5W | 13 | 19.9 | 9.1 | Yes | No | 3 | 600 | 800 | 150 | 350 | 2025-01-01
216571367 | DIRECT AIR | DIRM4-09DA25-1Z | DIRM4-09HP-WM | 14.9 | 25.8 | 12.5 | Yes | Both | 4 | 700 | 900 | 150 | 350 | 2025-01-01
216571368 | DIRECT AIR | DIRM4-12DA25-1Z | DIRM4-12HP-WM | 13 | 25.5 | 10.6 | Yes | Both | 4 | 700 | 900 | 150 | 350 | 2025-01-01
216571369 | DIRECT AIR | DIRM4-18DA25-1Z | DIRM4-18HP-WM | 12.7 | 23.5 | 10.8 | Yes | Both | 4 | 700 | 900 | 150 | 350 | 2025-01-01
216571370 | DIRECT AIR | DIRM4-24DA25-1Z | DIRM4-24HP-WM | 14 | 23 | 11.7 | Yes | Both | 4 | 700 | 900 | 150 | 350 | 2025-01-01
216571371 | DIRECT AIR | DIRM4-06HXPRO28-1Z | DIRM4-06HP-WM | 18 | 25.5 | 14.8 | Yes | Both | 4 | 700 | 900 | 150 | 350 | 2025-01-01
216571372 | DIRECT AIR | DIRM4-09HXPRO28-1Z | DIRM4-09HP-WM | 15.4 | 27.4 | 12.5 | Yes | Both | 4 | 700 | 900 | 150 | 350 | 2025-01-01
216571373 | DIRECT AIR | DIRM4-12HXPRO28-1Z | DIRM4-12HP-WM | 13.4 | 25.4 | 10.5 | Yes | Both | 4 | 700 | 900 | 150 | 350 | 2025-01-01
216571374 | DIRECT AIR | DIRM4-18HXPRO28-1Z | DIRM4-18HP-WM | 12.5 | 21.4 | 11 | Yes | Both | 4 | 700 | 900 | 150 | 350 | 2025-01-01
216571375 | DIRECT AIR | DIRM4-24HXPRO28-1Z | DIRM4-24HP-WM | 13 | 21 | 13.5 | Yes | Both | 4 | 700 | 900 | 150 | 350 | 2025-01-01
216571376 | DIRECT AIR | DIRM4-30DA25-1Z | DIRM4-30HP-WM | 12 | 20.5 | 9.5 | Yes | No | 3 | 600 | 800 | 150 | 350 | 2025-01-01
216571377 | DIRECT AIR | DIRM4-36DA25-1Z | DIRM4-36HP-WM | 8.6 | 19 | 8.5 | No | N/A | 2 | 500 | 700 | 100 | 300 | 2025-01-01
216571378 | DIRECT AIR | DIRM4-18DA25-1Z | DIRM4-18HP-CF | 12.5 | 22.3 | 10.4 | Yes | Both | 4 | 700 | 900 | 150 | 350 | 2025-01-01
216571379 | DIRECT AIR | DIRM4-24DA25-1Z | DIRM4-24HP-CF | 12.2 | 21.1 | 11.1 | Yes | Both | 4 | 700 | 900 | 150 | 350 | 2025-01-01
216571380 | DIRECT AIR | DIRM4-36LCDA25-1Z | DIRM4-36HP-CF | 10.1 | 20 | 10 | No | N/A | 4 | 700 | 900 | 150 | 350 | 2025-01-01
216571381 | DIRECT AIR | DIRM4-48LCDA25-1Z | DIRM4-48HP-CF | 9.5 | 19.8 | 10.2 | Yes | Yes | 4 | 700 | 900 | 150 | 350 | 2025-01-01
216571382 | DIRECT AIR | DIRM4-60LCDA25-1Z | DIRM4-60HP-CF | 9.5 | 19.5 | 9.5 | No | N/A | 3 | 600 | 800 | 150 | 350 | 2025-01-01
216571383 | DIRECT AIR | DIRM4-18HXPRO28-1Z | DIRM4-18HP-CF | 12.5 | 20.4 | 10.3 | Yes | Both | 4 | 700 | 900 | 150 | 350 | 2025-01-01
216571384 | DIRECT AIR | DIRM4-24HXPRO28-1Z | DIRM4-24HP-CF | 12 | 20.4 | 12.1 | Yes | Both | 4 | 700 | 900 | 150 | 350 | 2025-01-01
216571385 | DIRECT AIR | DIRM4-36LCHX-1Z | DIRM4-36HP-CF | 12 | 20 | 10.8 | Yes | Both | 4 | 700 | 900 | 150 | 350 | 2025-01-01
216571386 | DIRECT AIR | DIRM4-48LCHX-1Z | DIRM4-48HP-CF | 9.4 | 18.5 | 10.1 | Yes | Yes | 4 | 700 | 900 | 150 | 350 | 2025-01-01
216571387 | DIRECT AIR | DIRM4-12DA25-1Z | DIRM4-12HP-CO | 12.7 | 24.6 | 11 | Yes | Both | 4 | 700 | 900 | 150 | 350 | 2025-01-01
216571388 | DIRECT AIR | DIRM4-12HXPRO28-1Z | DIRM4-12HP-CO | 12.5 | 25 | 10.5 | Yes | Both | 4 | 700 | 900 | 150 | 350 | 2025-01-01
210857399 | DIYCOOL | ACIQ-55Z-HH-M5B |  | 10.5 | 18.8 | 9.3 | Yes | Yes | 3 | 600 | 800 | 150 | 350 | 2025-01-01
210857402 | DIYCOOL | ES-18Z-M2B |  | 12 | 19 | 9.8 | Yes | Both | 3 | 600 | 800 | 150 | 350 | 2025-01-01
210857405 | DIYCOOL | ES-27Z-M3B |  | 11.7 | 21 | 9.2 | Yes | No | 3 | 600 | 800 | 150 | 350 | 2025-01-01
210857414 | DIYCOOL | ES-55Z-M5B |  | 10.5 | 19 | 8.6 | No | N/A | 2 | 500 | 700 | 100 | 300 | 2025-01-01
210857408 | DIYCOOL | ES-36Z-M4B |  | 11 | 20 | 9.2 | No | N/A | 3 | 600 | 800 | 150 | 350 | 2025-01-01
210857411 | DIYCOOL | ES-48Z-M5B |  | 10.8 | 20.5 | 9.7 | No | N/A | 3 | 600 | 800 | 150 | 350 | 2025-01-01
207825598 | DIYCOOL | ACIQ-48Z-HH-M5B |  | 11.7 | 20.9 | 9 | Yes | Both | 3 | 600 | 800 | 150 | 350 | 2025-01-01
207825589 | DIYCOOL | ACIQ-18Z-HH-M2B |  | 12 | 19 | 9.3 | Yes | Both | 3 | 600 | 800 | 150 | 350 | 2025-01-01
207825592 | DIYCOOL | ACIQ-27Z-HH-M3B |  | 11.7 | 20 | 9.5 | Yes | Both | 3 | 600 | 800 | 150 | 350 | 2025-01-01
216980921 | DIYCOOL | EZ-27Z-M3B |  | 12 | 20 | 9.5 | Yes | Both | 3 | 600 | 800 | 150 | 350 | 2025-01-01
216980924 | DIYCOOL | EZ-36Z-M4B |  | 11.7 | 19 | 9.5 | Yes | Both | 3 | 600 | 800 | 150 | 350 | 2025-01-01
216980927 | DIYCOOL | EZ-48Z-M5B |  | 12 | 20 | 10.5 | Yes | Both | 4 | 700 | 900 | 150 | 350 | 2025-01-01
207825595 | DIYCOOL | ACIQ-36Z-HH-M4B |  | 11.7 | 19 | 10 | Yes | No | 4 | 700 | 900 | 150 | 350 | 2025-01-01
207825597 | DIYCOOL | ACIQ-48Z-HH-M5B |  | 11.7 | 21.8 | 9.8 | Yes | Both | 3 | 600 | 800 | 150 | 350 | 2025-01-01
216980926 | DIYCOOL | EZ-48Z-M5B |  | 12 | 21.8 | 10 | Yes | Both | 4 | 700 | 900 | 150 | 350 | 2025-01-01
216980923 | DIYCOOL | EZ-36Z-M4B |  | 12 | 23 | 9.9 | Yes | Both | 3 | 600 | 800 | 150 | 350 | 2025-01-01
216980919 | DIYCOOL | EZ-18Z-M2B |  | 13 | 23.9 | 10 | Yes | Both | 4 | 700 | 900 | 150 | 350 | 2025-01-01
216980920 | DIYCOOL | EZ-27Z-M3B |  | 12 | 23 | 9 | Yes | Both | 3 | 600 | 800 | 150 | 350 | 2025-01-01
208674939 | DIYCOOL | SC-42Z-HH-M5 |  | 9 | 16 | 8.6 | No | N/A | 2 | 500 | 700 | 100 | 300 | 2025-01-01
208674930 | DIYCOOL | SC-18Z-HH-M2 |  | 12 | 20 | 10 | No | N/A | 4 | 700 | 900 | 150 | 350 | 2025-01-01
208674936 | DIYCOOL | SC-36Z-HH-M4 |  | 9 | 16 | 8.6 | No | N/A | 2 | 500 | 700 | 100 | 300 | 2025-01-01
207825594 | DIYCOOL | ACIQ-36Z-HH-M4B |  | 13.6 | 22.2 | 10.3 | Yes | Both | 4 | 700 | 900 | 150 | 350 | 2025-01-01
207825588 | DIYCOOL | ACIQ-18Z-HH-M2B |  | 12.5 | 22 | 9.8 | Yes | Both | 3 | 600 | 800 | 150 | 350 | 2025-01-01
207825591 | DIYCOOL | ACIQ-27Z-HH-M3B |  | 12.5 | 23 | 10.6 | Yes | Both | 4 | 700 | 900 | 150 | 350 | 2025-01-01
206315649 | DIYCOOL | ACIQ-18Z-HH-M2 |  | 12.5 | 21.5 | 9 | Yes | Both | 3 | 600 | 800 | 150 | 350 | 2025-01-01
206315650 | DIYCOOL | ACIQ-27Z-HH-M3 |  | 12.5 | 22 | 9 | Yes | Both | 3 | 600 | 800 | 150 | 350 | 2025-01-01
215742359 | DIYCOOL | SC-27Z-HH-M4B |  | 12.5 | 21 | 10 | Yes | No | 4 | 700 | 900 | 150 | 350 | 2025-01-01
214810602 | DIYCOOL | EZ-18Z-M2 |  | 12.5 | 21.2 | 9.6 | Yes | Both | 3 | 600 | 800 | 150 | 350 | 2025-01-01
214810603 | DIYCOOL | EZ-27Z-M3 |  | 12 | 22 | 9.5 | Yes | Both | 3 | 600 | 800 | 150 | 350 | 2025-01-01
214810578 | DIYCOOL | EZ-36Z-M4 |  | 10.5 | 21.5 | 8.8 | No | N/A | 2 | 500 | 700 | 100 | 300 | 2025-01-01
214810579 | DIYCOOL | EZ-48Z-M5 |  | 11 | 20.5 | 9.2 | No | N/A | 3 | 600 | 800 | 150 | 350 | 2025-01-01
208674933 | DIYCOOL | SC-27Z-HH-M3 |  | 12 | 20 | 10 | No | N/A | 4 | 700 | 900 | 150 | 350 | 2025-01-01
210857413 | DIYCOOL | ES-55Z-M5B |  | 10.5 | 21.3 | 9.1 | No | N/A | 3 | 600 | 800 | 150 | 350 | 2025-01-01
210857407 | DIYCOOL | ES-36Z-M4B |  | 11.7 | 23.9 | 9.5 | Yes | No | 3 | 600 | 800 | 150 | 350 | 2025-01-01
210857410 | DIYCOOL | ES-48Z-M5B |  | 12.5 | 23.4 | 8.7 | Yes | No | 2 | 500 | 700 | 100 | 300 | 2025-01-01
210857401 | DIYCOOL | ES-18Z-M2B |  | 13.9 | 22.9 | 10.5 | Yes | No | 4 | 700 | 900 | 150 | 350 | 2025-01-01
210857404 | DIYCOOL | ES-27Z-M3B |  | 12.7 | 24.6 | 9.5 | Yes | No | 3 | 600 | 800 | 150 | 350 | 2025-01-01
210857398 | DIYCOOL | ACIQ-55Z-HH-M5B |  | 10.5 | 22 | 9.5 | Yes | Yes | 3 | 600 | 800 | 150 | 350 | 2025-01-01
210857406 | DIYCOOL | ES-27Z-M3B |  | 12.2 | 22.8 | 9.35 | Yes | No | 3 | 600 | 800 | 150 | 350 | 2025-01-01
210857403 | DIYCOOL | ES-18Z-M2B |  | 12.95 | 20.95 | 10.15 | Yes | No | 4 | 700 | 900 | 150 | 350 | 2025-01-01
210857400 | DIYCOOL | ACIQ-55Z-HH-M5B |  | 10.5 | 20.4 | 9.4 | Yes | Yes | 3 | 600 | 800 | 150 | 350 | 2025-01-01
210857415 | DIYCOOL | ES-55Z-M5B |  | 10.5 | 20.15 | 8.85 | No | N/A | 2 | 500 | 700 | 100 | 300 | 2025-01-01
210857409 | DIYCOOL | ES-36Z-M4B |  | 11.35 | 21.95 | 9.35 | No | N/A | 3 | 600 | 800 | 150 | 350 | 2025-01-01
210857412 | DIYCOOL | ES-48Z-M5B |  | 11.65 | 21.95 | 9.2 | No | N/A | 3 | 600 | 800 | 150 | 350 | 2025-01-01
208674932 | DIYCOOL | SC-18Z-HH-M2 |  | 10.5 | 18 | 8.6 | No | N/A | 2 | 500 | 700 | 100 | 300 | 2025-01-01
215742354 | DIYCOOL | SC-27Z-HH-M4B |  | 11.75 | 18.5 | 9 | No | N/A | 3 | 600 | 800 | 150 | 350 | 2025-01-01
207825593 | DIYCOOL | ACIQ-27Z-HH-M3B |  | 12.1 | 21.5 | 10.05 | Yes | Both | 4 | 700 | 900 | 150 | 350 | 2025-01-01
207825590 | DIYCOOL | ACIQ-18Z-HH-M2B |  | 12.25 | 20.5 | 9.55 | Yes | Both | 3 | 600 | 800 | 150 | 350 | 2025-01-01
207825599 | DIYCOOL | ACIQ-48Z-HH-M5B |  | 11.7 | 21.35 | 9.4 | Yes | Both | 3 | 600 | 800 | 150 | 350 | 2025-01-01
208674935 | DIYCOOL | SC-27Z-HH-M3 |  | 10.5 | 18 | 8.6 | No | N/A | 2 | 500 | 700 | 100 | 300 | 2025-01-01
216980922 | DIYCOOL | EZ-27Z-M3B |  | 12 | 21.5 | 9.25 | Yes | Both | 3 | 600 | 800 | 150 | 350 | 2025-01-01
216980928 | DIYCOOL | EZ-48Z-M5B |  | 12 | 20.9 | 10.25 | Yes | Both | 4 | 700 | 900 | 150 | 350 | 2025-01-01
216980925 | DIYCOOL | EZ-36Z-M4B |  | 11.85 | 21 | 9.7 | Yes | Both | 3 | 600 | 800 | 150 | 350 | 2025-01-01
207825596 | DIYCOOL | ACIQ-36Z-HH-M4B |  | 12.65 | 20.6 | 10.15 | Yes | Both | 4 | 700 | 900 | 150 | 350 | 2025-01-01
216980893 | DIYCOOL | EZ-09Z-HP115B | EZ-09W-HP115B | 11.3 | 20.2 | 9.2 | No | N/A | 3 | 600 | 800 | 150 | 350 | 2025-01-01
216980894 | DIYCOOL | EZ-12Z-HP115B | EZ-12W-HP115B | 9 | 19.5 | 9.3 | No | N/A | 3 | 600 | 800 | 150 | 350 | 2025-01-01
216980895 | DIYCOOL | EZ-18Z-HP230B | EZ-18W-HP230B | 9.8 | 20 | 8.5 | No | N/A | 2 | 500 | 700 | 100 | 300 | 2025-01-01
216980896 | DIYCOOL | EZ-24Z-HP230B | EZ-24W-HP230B | 9.7 | 18.9 | 8.7 | No | N/A | 2 | 500 | 700 | 100 | 300 | 2025-01-01
216980897 | DIYCOOL | EZ-12ZPL-HP115B | EZ-12WPL-HP115B | 12.5 | 23.5 | 10.2 | Yes | Both | 4 | 700 | 900 | 150 | 350 | 2025-01-01
216980898 | DIYCOOL | EZ-18ZPL-HP230B | EZ-18W-MB | 13.7 | 22.5 | 11.5 | Yes | Both | 4 | 700 | 900 | 150 | 350 | 2025-01-01
216980899 | DIYCOOL | EZ-24ZPL-HP230B | EZ-24W-MB | 12.7 | 22.7 | 9.5 | Yes | No | 3 | 600 | 800 | 150 | 350 | 2025-01-01
216980900 | DIYCOOL | EZ-36ZPL-HP230B | EZ-36W-MB | 8.5 | 18 | 8.5 | No | N/A | 2 | 500 | 700 | 100 | 300 | 2025-01-01
208650744 | DIYCOOL | SC-09ZPL-HP230 | SC-09WPL-HP230 | 16.6 | 27 | 11 | No | N/A | 4 | 700 | 900 | 150 | 350 | 2025-01-01
208650745 | DIYCOOL | SC-12ZPL-HP230 | SC-12WPL-HP230 | 14 | 24 | 8.5 | No | N/A | 2 | 500 | 700 | 100 | 300 | 2025-01-01
208650746 | DIYCOOL | SC-18ZPL-HP230 | SC-18WPL-HP230 | 13.5 | 22 | 10 | No | N/A | 4 | 700 | 900 | 150 | 350 | 2025-01-01
208650747 | DIYCOOL | SC-24ZPL-HP230 | SC-24WPL-HP230 | 13 | 21.5 | 9.5 | No | N/A | 3 | 600 | 800 | 150 | 350 | 2025-01-01
208650748 | DIYCOOL | SC-12ZGLD-HP230 | SC-12WGLD-HP230 | 12.5 | 24 | 9 | No | N/A | 3 | 600 | 800 | 150 | 350 | 2025-01-01
208650749 | DIYCOOL | SC-24ZGLD-HP230 | SC-24WGLD-HP230 | 13.1 | 24.5 | 9.5 | No | N/A | 3 | 600 | 800 | 150 | 350 | 2025-01-01
208650750 | DIYCOOL | SC-09ZGLD-HP230 | SC-09WGLD-HP230 | 14.7 | 25.5 | 10.2 | No | N/A | 4 | 700 | 900 | 150 | 350 | 2025-01-01
208650751 | DIYCOOL | SC-36ZPL-HP230 | SC-36WPL-HP230 | 10.25 | 18 | 8.5 | No | N/A | 2 | 500 | 700 | 100 | 300 | 2025-01-01
208650752 | DIYCOOL | SC-18ZGLD-HP230 | SC-18WGLD-HP230 | 12.5 | 20 | 8.5 | No | N/A | 2 | 500 | 700 | 100 | 300 | 2025-01-01
207825545 | DIYCOOL | ACIQ-09Z-HP115B | ACIQ-09W-HP115B | 12.5 | 21.5 | 9 | Yes | No | 3 | 600 | 800 | 150 | 350 | 2025-01-01
207825546 | DIYCOOL | ACIQ-12Z-HP230B | ACIQ-12W-HP230B | 10.8 | 21.4 | 9.1 | No | N/A | 3 | 600 | 800 | 150 | 350 | 2025-01-01
207825547 | DIYCOOL | ACIQ-18Z-HP230B | ACIQ-18W-HP230B | 10.5 | 19 | 8.7 | No | N/A | 2 | 500 | 700 | 100 | 300 | 2025-01-01
207825548 | DIYCOOL | ACIQ-24Z-HP230B | ACIQ-24W-HP230B | 9 | 18 | 8.6 | No | N/A | 2 | 500 | 700 | 100 | 300 | 2025-01-01
207825549 | DIYCOOL | ACIQ-36Z-HP230B | ACIQ-36W-HP230B | 8.5 | 17.5 | 8.7 | No | N/A | 2 | 500 | 700 | 100 | 300 | 2025-01-01
207825550 | DIYCOOL | ACIQ-09ZPL-HP230B | ACIQ-09W-HH-MB | 16.2 | 28.1 | 11.5 | Yes | Both | 4 | 700 | 900 | 150 | 350 | 2025-01-01
207825551 | DIYCOOL | ACIQ-12ZPL-HP230B | ACIQ-12W-HH-MB | 14 | 25.5 | 10.4 | Yes | Both | 4 | 700 | 900 | 150 | 350 | 2025-01-01
207825552 | DIYCOOL | ACIQ-18ZPL-HP230B | ACIQ-18W-HH-MB | 12.5 | 21.5 | 11.3 | Yes | Both | 4 | 700 | 900 | 150 | 350 | 2025-01-01
207825553 | DIYCOOL | ACIQ-24ZPL-HP230B | ACIQ-24W-HH-MB | 13 | 21.5 | 11.4 | Yes | Both | 4 | 700 | 900 | 150 | 350 | 2025-01-01
207825554 | DIYCOOL | ACIQ-09ZPL-HP230B | ACIQ-09CC-HH-MB | 13 | 20.5 | 10.3 | Yes | Both | 4 | 700 | 900 | 150 | 350 | 2025-01-01
207825555 | DIYCOOL | ACIQ-12ZPL-HP230B | ACIQ-12CC-HH-MB | 12.7 | 22.3 | 10.2 | Yes | Both | 4 | 700 | 900 | 150 | 350 | 2025-01-01
207825556 | DIYCOOL | ACIQ-18ZPL-HP230B | ACIQ-18CC-HH-MB | 12.5 | 20 | 9.5 | Yes | Both | 3 | 600 | 800 | 150 | 350 | 2025-01-01
207825557 | DIYCOOL | ACIQ-09ZPL-HP230B | ACIQ-09CD-HH-MB | 13.2 | 20.2 | 12 | Yes | Both | 4 | 700 | 900 | 150 | 350 | 2025-01-01
207825558 | DIYCOOL | ACIQ-12ZPL-HP230B | ACIQ-12CD-HH-MB | 11.7 | 19.5 | 10 | Yes | Both | 4 | 700 | 900 | 150 | 350 | 2025-01-01
207825559 | DIYCOOL | ACIQ-18ZPL-HP230B | ACIQ-18CD-HH-MB | 11.7 | 18 | 9.5 | Yes | Both | 3 | 600 | 800 | 150 | 350 | 2025-01-01
207825560 | DIYCOOL | ACIQ-24ZPL-HP230B | ACIQ-24CD-HH-MB | 12 | 19.2 | 10.5 | Yes | Both | 4 | 700 | 900 | 150 | 350 | 2025-01-01
207825561 | DIYCOOL | ACIQ-12ZPL-HP230B | ACIQ-12FM-HH-MB | 13 | 23.6 | 10 | Yes | Both | 4 | 700 | 900 | 150 | 350 | 2025-01-01
207825562 | DIYCOOL | ACIQ-18ZPL-HP230B | ACIQ-18FM-HH-MB | 12.5 | 20.5 | 9.8 | Yes | Both | 3 | 600 | 800 | 150 | 350 | 2025-01-01
207825563 | DIYCOOL | ACIQ-24ZPL-HP230B | ACIQ-24FM-HH-MB | 11.7 | 20.5 | 11 | Yes | Both | 4 | 700 | 900 | 150 | 350 | 2025-01-01
207252583 | DIYCOOL | ACIQ-18Z-EZ230 | ACIQ-18W-EZ230 | 12.5 | 19.8 | 9.6 | Yes | No | 3 | 600 | 800 | 150 | 350 | 2025-01-01
207252584 | DIYCOOL | ACIQ-24Z-EZ230 | ACIQ-24W-EZ230 | 12.5 | 20 | 9.3 | Yes | No | 3 | 600 | 800 | 150 | 350 | 2025-01-01
206315624 | DIYCOOL | ACIQ-18Z-HP230 | ACIQ-18W-HP230 | 11 | 18.7 | 8.1 | No | N/A | 1 | 400 | 600 | 100 | 300 | 2025-01-01
206315622 | DIYCOOL | ACIQ-09Z-HP115 | ACIQ-09W-HP115 | 11.5 | 18.9 | 8.1 | No | N/A | 1 | 400 | 600 | 100 | 300 | 2025-01-01
214837139 | DIYCOOL | ACIQ-12Z-HP115B | ACIQ-12W-HP115B | 10.3 | 20.8 | 8.7 | No | N/A | 2 | 500 | 700 | 100 | 300 | 2025-01-01
214810574 | DIYCOOL | EZ-12Z-HP115 | EZ-12W-HP115 | 9 | 18.9 | 9.3 | No | N/A | 3 | 600 | 800 | 150 | 350 | 2025-01-01
214810575 | DIYCOOL | EZ-18Z-HP230 | EZ-18W-HP230 | 9.8 | 19.3 | 8.6 | No | N/A | 2 | 500 | 700 | 100 | 300 | 2025-01-01
214810576 | DIYCOOL | EZ-24Z-HP230 | EZ-24W-HP230 | 9 | 18 | 8.3 | No | N/A | 1 | 400 | 600 | 100 | 300 | 2025-01-01
214810598 | DIYCOOL | EZ-09Z-HP115 | EZ-09W-HP115 | 11.5 | 20 | 9.4 | Yes | No | 3 | 600 | 800 | 150 | 350 | 2025-01-01
214810599 | DIYCOOL | EZ-12ZPL-HP115 | EZ-12WPL-HP115 | 12.5 | 22.5 | 9 | Yes | No | 3 | 600 | 800 | 150 | 350 | 2025-01-01
214810600 | DIYCOOL | EZ-18ZPL-HP230 | EZ-18W-M | 12.6 | 22.7 | 9.8 | Yes | No | 3 | 600 | 800 | 150 | 350 | 2025-01-01
214810601 | DIYCOOL | EZ-24ZPL-HP230 | EZ-24W-M | 12.5 | 20.5 | 9.2 | Yes | No | 3 | 600 | 800 | 150 | 350 | 2025-01-01
210857352 | DIYCOOL | ACIQ-18ZPL-HP230B | ACIQ-18FM-HH-MC | 11 | 20.2 | 8.9 | Yes | Both | 2 | 500 | 700 | 100 | 300 | 2025-01-01
211580576 | DIYCOOL | SC-30ZPL-HP230 | SC-30WPL-HP230 | 10.6 | 20 | 8.5 | No | N/A | 2 | 500 | 700 | 100 | 300 | 2025-01-01
211580580 | DIYCOOL | SC-30ZGLD-HP230B | SC-30WGLD-HP230B | 11.25 | 20 | 8.5 | No | N/A | 2 | 500 | 700 | 100 | 300 | 2025-01-01
211580584 | DIYCOOL | SC-36ZGLD-HP230B | SC-36WGLD-HP230B | 10.5 | 20 | 8.5 | No | N/A | 2 | 500 | 700 | 100 | 300 | 2025-01-01
210857333 | DIYCOOL | ACIQ-30Z-HP230B | ACIQ-30W-HP230B | 10.5 | 18.6 | 8.7 | No | N/A | 2 | 500 | 700 | 100 | 300 | 2025-01-01
210857334 | DIYCOOL | ACIQ-06ZPL-HP230B | ACIQ-06W-HH-MC | 15.8 | 26.5 | 13.6 | Yes | Both | 4 | 700 | 900 | 150 | 350 | 2025-01-01
210857335 | DIYCOOL | ACIQ-09ZPL-HP230B | ACIQ-09W-HH-MC | 16.2 | 28.1 | 11.5 | Yes | Both | 4 | 700 | 900 | 150 | 350 | 2025-01-01
210857336 | DIYCOOL | ACIQ-12ZPL-HP230B | ACIQ-12W-HH-MC | 14 | 25.5 | 10.4 | Yes | Both | 4 | 700 | 900 | 150 | 350 | 2025-01-01
210857337 | DIYCOOL | ACIQ-18ZPL-HP230B | ACIQ-18W-HH-MC | 12.5 | 21.5 | 11.3 | Yes | Both | 4 | 700 | 900 | 150 | 350 | 2025-01-01
210857338 | DIYCOOL | ACIQ-24ZPL-HP230B | ACIQ-24W-HH-MC | 13 | 21.5 | 11.4 | Yes | Both | 4 | 700 | 900 | 150 | 350 | 2025-01-01
210857339 | DIYCOOL | ACIQ-36ZPL-HP230B | ACIQ-36CC-HH-MB | 9.5 | 19.4 | 10.5 | Yes | Yes | 4 | 700 | 900 | 150 | 350 | 2025-01-01
210857340 | DIYCOOL | ACIQ-48ZPL-HP230B | ACIQ-48CC-HH-MB | 8.3 | 16.8 | 10.7 | Yes | Yes | 4 | 700 | 900 | 150 | 350 | 2025-01-01
210857341 | DIYCOOL | ACIQ-36ZPL-HP230B | ACIQ-36CD-HH-MB | 9 | 16.5 | 11 | Yes | Yes | 4 | 700 | 900 | 150 | 350 | 2025-01-01
210857343 | DIYCOOL | ACIQ-60ZPL-HP230B | ACIQ-60CD-HH-MB | 9.4 | 15.8 | 9.5 | Yes | Yes | 2 | 500 | 700 | 100 | 300 | 2025-01-01
210857344 | DIYCOOL | ACIQ-36ZPL-HP230B | ACIQ-36FM-HH-MB | 8.8 | 17.6 | 10 | Yes | Yes | 4 | 700 | 900 | 150 | 350 | 2025-01-01
210857345 | DIYCOOL | ACIQ-48ZPL-HP230B | ACIQ-48FM-HH-MB | 8.2 | 17 | 9.8 | Yes | Yes | 3 | 600 | 800 | 150 | 350 | 2025-01-01
210857346 | DIYCOOL | ACIQ-60ZPL-HP230B | ACIQ-60FM-HH-MB | 9 | 17.3 | 10.2 | Yes | Yes | 4 | 700 | 900 | 150 | 350 | 2025-01-01
210857347 | DIYCOOL | ACIQ-06ZPL-HP230B | SCC-0609-HH-M | 14.5 | 22 | 10.8 | Yes | Both | 4 | 700 | 900 | 150 | 350 | 2025-01-01
210857348 | DIYCOOL | ACIQ-09ZPL-HP230B | SCC-0609-HH-M | 13 | 24 | 12.4 | Yes | Both | 4 | 700 | 900 | 150 | 350 | 2025-01-01
210857349 | DIYCOOL | ACIQ-12ZPL-HP230B | SCC-1218-HH-M | 13 | 23 | 10 | Yes | Both | 4 | 700 | 900 | 150 | 350 | 2025-01-01
210857350 | DIYCOOL | ACIQ-18ZPL-HP230B | SCC-1218-HH-M | 12.5 | 19.8 | 11.2 | Yes | Both | 4 | 700 | 900 | 150 | 350 | 2025-01-01
210857351 | DIYCOOL | ACIQ-12ZPL-HP230B | ACIQ-12FM-HH-MC | 13.3 | 24.2 | 10.7 | Yes | Both | 4 | 700 | 900 | 150 | 350 | 2025-01-01
202110473 | DUCANE | 4DHP1S18M-1P |  | 11.7 | 18.3 | 9 | Yes | No | 3 | 600 | 800 | 150 | 350 | 2025-01-01
202110475 | DUCANE | 4DHP1S30M-1P |  | 11 | 20 | 8.5 | No | N/A | 2 | 500 | 700 | 100 | 300 | 2025-01-01
202110477 | DUCANE | 4DHP1S36M-1P |  | 10 | 18.5 | 8.7 | No | N/A | 2 | 500 | 700 | 100 | 300 | 2025-01-01
202110479 | DUCANE | 4DHP1S48M-1P |  | 10.1 | 18.3 | 9.6 | No | N/A | 3 | 600 | 800 | 150 | 350 | 2025-01-01
203376824 | DUCANE | 4DHP1S30M-2P |  | 11 | 20 | 8.5 | No | N/A | 2 | 500 | 700 | 100 | 300 | 2025-01-01
204462416 | DUCANE | 4DHP1S18M-2P |  | 11.7 | 18.3 | 9 | Yes | No | 3 | 600 | 800 | 150 | 350 | 2025-01-01
208106843 | DUCANE | 4DHP2S18M-1P |  | 12 | 19 | 9.8 | Yes | Both | 3 | 600 | 800 | 150 | 350 | 2025-01-01
208106855 | DUCANE | 4DHP2S48M-1P |  | 11.7 | 20.9 | 9 | Yes | Both | 3 | 600 | 800 | 150 | 350 | 2025-01-01
208106846 | DUCANE | 4DHP2S24M-1P |  | 12.5 | 21.3 | 9.7 | Yes | Both | 3 | 600 | 800 | 150 | 350 | 2025-01-01
208106849 | DUCANE | 4DHP2S30M-1P |  | 11.7 | 20.7 | 9.2 | Yes | No | 3 | 600 | 800 | 150 | 350 | 2025-01-01
208106852 | DUCANE | 4DHP2S36M-1P |  | 11 | 20 | 9.2 | No | N/A | 3 | 600 | 800 | 150 | 350 | 2025-01-01
208106851 | DUCANE | 4DHP2S36M-1P |  | 11.7 | 23.9 | 9.5 | Yes | No | 3 | 600 | 800 | 150 | 350 | 2025-01-01
208106854 | DUCANE | 4DHP2S48M-1P |  | 11.7 | 21.8 | 9.8 | Yes | Both | 3 | 600 | 800 | 150 | 350 | 2025-01-01
208106845 | DUCANE | 4DHP2S24M-1P |  | 13.4 | 24.6 | 10 | Yes | Both | 4 | 700 | 900 | 150 | 350 | 2025-01-01
208106848 | DUCANE | 4DHP2S30M-1P |  | 12.7 | 24.6 | 9.3 | Yes | No | 3 | 600 | 800 | 150 | 350 | 2025-01-01
208106842 | DUCANE | 4DHP2S18M-1P |  | 13.9 | 22.9 | 10.5 | Yes | No | 4 | 700 | 900 | 150 | 350 | 2025-01-01
203376778 | DUCANE | 4DHP1S18M-2P |  | 12 | 22.4 | 9.1 | Yes | No | 3 | 600 | 800 | 150 | 350 | 2025-01-01
203376779 | DUCANE | 4DHP1S30M-2P |  | 12.5 | 23 | 9.2 | Yes | No | 3 | 600 | 800 | 150 | 350 | 2025-01-01
200059220 | DUCANE | 4DHP1S18M-1P |  | 12 | 22.4 | 9.1 | Yes | No | 3 | 600 | 800 | 150 | 350 | 2025-01-01
200059224 | DUCANE | 4DHP1S30M-1P |  | 12.5 | 23 | 9.2 | Yes | No | 3 | 600 | 800 | 150 | 350 | 2025-01-01
200059228 | DUCANE | 4DHP1S36M-1P |  | 11.5 | 22.5 | 9 | No | N/A | 3 | 600 | 800 | 150 | 350 | 2025-01-01
200059232 | DUCANE | 4DHP1S48M-1P |  | 12.5 | 23.7 | 8.6 | Yes | No | 2 | 500 | 700 | 100 | 300 | 2025-01-01
204462393 | DUCANE | 4DHP1S36M-1P |  | 10.75 | 20.5 | 8.85 | No | N/A | 2 | 500 | 700 | 100 | 300 | 2025-01-01
204462373 | DUCANE | 4DHP1S18M-1P |  | 11.85 | 20.35 | 9.05 | Yes | No | 3 | 600 | 800 | 150 | 350 | 2025-01-01
204462378 | DUCANE | 4DHP1S18M-2P |  | 11.85 | 20.35 | 9.05 | Yes | No | 3 | 600 | 800 | 150 | 350 | 2025-01-01
204462383 | DUCANE | 4DHP1S30M-1P |  | 11.75 | 21.5 | 8.85 | Yes | No | 2 | 500 | 700 | 100 | 300 | 2025-01-01
204462388 | DUCANE | 4DHP1S30M-2P |  | 11.75 | 21.5 | 8.85 | Yes | No | 2 | 500 | 700 | 100 | 300 | 2025-01-01
204462398 | DUCANE | 4DHP1S48M-1P |  | 11.3 | 21 | 9.1 | No | N/A | 3 | 600 | 800 | 150 | 350 | 2025-01-01
208106844 | DUCANE | 4DHP2S18M-1P |  | 12.95 | 20.95 | 10.15 | Yes | No | 4 | 700 | 900 | 150 | 350 | 2025-01-01
208106856 | DUCANE | 4DHP2S48M-1P |  | 11.7 | 21.35 | 9.4 | Yes | Both | 3 | 600 | 800 | 150 | 350 | 2025-01-01
208106847 | DUCANE | 4DHP2S24M-1P |  | 12.95 | 22.95 | 9.85 | Yes | Both | 3 | 600 | 800 | 150 | 350 | 2025-01-01
208106853 | DUCANE | 4DHP2S36M-1P |  | 11.35 | 21.95 | 9.35 | No | N/A | 3 | 600 | 800 | 150 | 350 | 2025-01-01
208106850 | DUCANE | 4DHP2S30M-1P |  | 12.2 | 22.65 | 9.25 | Yes | No | 3 | 600 | 800 | 150 | 350 | 2025-01-01
208650636 | DUCANE | 4DHP1S12S-1L | DWM212S4-1L | 11.3 | 19.8 | 8.5 | No | N/A | 2 | 500 | 700 | 100 | 300 | 2025-01-01
208650638 | DUCANE | 4DHP1S12S-1P | DWM212S4-1P | 11.7 | 19.8 | 8.5 | No | N/A | 2 | 500 | 700 | 100 | 300 | 2025-01-01
208128194 | DUCANE | 4DHP2S09S-1P | DWM209S4-1P | 15 | 25.5 | 12.3 | Yes | Both | 4 | 700 | 900 | 150 | 350 | 2025-01-01
208128195 | DUCANE | 4DHP2S09S-1P | D22C109S4-1P | 13 | 20 | 10 | Yes | Both | 4 | 700 | 900 | 150 | 350 | 2025-01-01
208128196 | DUCANE | 4DHP2S09S-1P | DMD209S4-1P | 12.5 | 19.2 | 10.2 | Yes | Both | 4 | 700 | 900 | 150 | 350 | 2025-01-01
208106663 | DUCANE | 4DHP2S12S-1P | DWM212S4-1P | 13.7 | 24.6 | 10.7 | Yes | No | 4 | 700 | 900 | 150 | 350 | 2025-01-01
208106664 | DUCANE | 4DHP2S18S-1P | DWM218S4-1P | 12.4 | 23.5 | 10.7 | Yes | No | 4 | 700 | 900 | 150 | 350 | 2025-01-01
208106665 | DUCANE | 4DHP2S24S-1P | DWM224S4-1P | 14 | 22 | 9.9 | Yes | No | 3 | 600 | 800 | 150 | 350 | 2025-01-01
208106666 | DUCANE | 4DHP2S12S-1P | D22C112S4-1P | 13.9 | 22.7 | 9.9 | Yes | No | 3 | 600 | 800 | 150 | 350 | 2025-01-01
208106667 | DUCANE | 4DHP2S18S-1P | D22C118S4-1P | 12.5 | 20.5 | 10.4 | Yes | No | 4 | 700 | 900 | 150 | 350 | 2025-01-01
208106668 | DUCANE | 4DHP2S24S-1P | D33C224S4-1P | 12.3 | 21.5 | 9.6 | Yes | Both | 3 | 600 | 800 | 150 | 350 | 2025-01-01
208106669 | DUCANE | 4DHP2S12S-1P | DMD212S4-1P | 11.7 | 18.8 | 10.3 | Yes | Both | 4 | 700 | 900 | 150 | 350 | 2025-01-01
208106670 | DUCANE | 4DHP2S18S-1P | DMD218S4-1P | 12.3 | 20 | 10.5 | Yes | No | 4 | 700 | 900 | 150 | 350 | 2025-01-01
208106671 | DUCANE | 4DHP2S24S-1P | DMD224S4-1P | 12.3 | 19 | 11 | Yes | Both | 4 | 700 | 900 | 150 | 350 | 2025-01-01
208106699 | DUCANE | 4DHP2S30S-1P | DWM230S4-1P | 11.4 | 20 | 9.2 | No | N/A | 3 | 600 | 800 | 150 | 350 | 2025-01-01
208106713 | DUCANE | 4DHP2S12S-1L | DWM212S4-1L | 13 | 23.5 | 10 | No | N/A | 4 | 700 | 900 | 150 | 350 | 2025-01-01
208106714 | DUCANE | 4DHPS209S-1P | DWM209S4-1P | 15 | 25.5 | 12.3 | Yes | Both | 4 | 700 | 900 | 150 | 350 | 2025-01-01
208106716 | DUCANE | 4DHPS209S-1P | D22C109S4-1P | 13 | 20 | 10 | Yes | Both | 4 | 700 | 900 | 150 | 350 | 2025-01-01
208106717 | DUCANE | 4DHPS209S-1P | DMD209S4-1P | 12.5 | 19.2 | 10.2 | Yes | Both | 4 | 700 | 900 | 150 | 350 | 2025-01-01
208106718 | DUCANE | 4DHV2S09S-1L | DWH209S4-1L | 12.5 | 21.5 | 9.1 | Yes | Both | 3 | 600 | 800 | 150 | 350 | 2025-01-01
208106719 | DUCANE | 4DHV2S12S-1L | DWH212S4-1L | 10.3 | 20.8 | 8.7 | No | N/A | 2 | 500 | 700 | 100 | 300 | 2025-01-01
208106720 | DUCANE | 4DHV2S09S-1P | DWH209S4-1P | 12.6 | 21.7 | 9.4 | Yes | Both | 3 | 600 | 800 | 150 | 350 | 2025-01-01
208106721 | DUCANE | 4DHV2S12S-1P | DWH212S4-1P | 10.8 | 21.4 | 9.2 | No | N/A | 3 | 600 | 800 | 150 | 350 | 2025-01-01
208106722 | DUCANE | 4DHV2S18S-1P | DWH218S4-1P | 11 | 19.5 | 8.7 | No | N/A | 2 | 500 | 700 | 100 | 300 | 2025-01-01
208106723 | DUCANE | 4DHV2S24S-1P | DWH224S4-1P | 9.5 | 18.5 | 8.6 | No | N/A | 2 | 500 | 700 | 100 | 300 | 2025-01-01
208106777 | DUCANE | 4DHP2S36S-1P | D33C236S4-1P | 9.4 | 19.2 | 8.8 | No | N/A | 2 | 500 | 700 | 100 | 300 | 2025-01-01
208106778 | DUCANE | 4DHP2S48S-1P | D33C248S4-1P | 9.5 | 18.5 | 9.8 | No | N/A | 3 | 600 | 800 | 150 | 350 | 2025-01-01
208106779 | DUCANE | 4DHP2S36S-1P | DMD236S4-2P | 8.8 | 15.8 | 8.8 | No | N/A | 2 | 500 | 700 | 100 | 300 | 2025-01-01
208106781 | DUCANE | 4DHPS209S-1P | DWM206S4-1P | 15.8 | 26.5 | 13.6 | Yes | Both | 4 | 700 | 900 | 150 | 350 | 2025-01-01
206551621 | DUCANE | 4DHP1S36S-1P | D33C136S4-2P | 9 | 17.5 | 9.3 | No | N/A | 3 | 600 | 800 | 150 | 350 | 2025-01-01
203376775 | DUCANE | 4DHP1S12S-1L | DWM112S4-2L | 13 | 21.2 | 8.5 | Yes | No | 2 | 500 | 700 | 100 | 300 | 2025-01-01
203376776 | DUCANE | 4DHP1S09S-1P | DWM109S4-2P | 14.9 | 21.8 | 9.3 | Yes | Both | 3 | 600 | 800 | 150 | 350 | 2025-01-01
203376777 | DUCANE | 4DHP1S12S-1P | DWM112S4-2P | 13.7 | 22.3 | 8.8 | Yes | Both | 2 | 500 | 700 | 100 | 300 | 2025-01-01
203376817 | DUCANE | 4DHV1S09S-1L | DWH109S4-1L | 11.5 | 18.9 | 8.1 | No | N/A | 1 | 400 | 600 | 100 | 300 | 2025-01-01
203376818 | DUCANE | 4DHV1S12S-1L | DWH112S4-1L | 10.5 | 19 | 8.3 | No | N/A | 1 | 400 | 600 | 100 | 300 | 2025-01-01
203376819 | DUCANE | 4DHV1S09S-1P | DWH109S4-1P | 11 | 18 | 9.1 | No | N/A | 3 | 600 | 800 | 150 | 350 | 2025-01-01
203376821 | DUCANE | 4DHV1S18S-1P | DWH118S4-1P | 11 | 18.7 | 8.1 | No | N/A | 1 | 400 | 600 | 100 | 300 | 2025-01-01
202110461 | DUCANE | 4DHP1S09S-1P | DMD209S4-1P | 12.1 | 18.7 | 9.8 | Yes | Both | 3 | 600 | 800 | 150 | 350 | 2025-01-01
202110463 | DUCANE | 4DHP1S12S-1P | DMD212S4-1P | 11.7 | 19 | 10 | Yes | Both | 4 | 700 | 900 | 150 | 350 | 2025-01-01
202110465 | DUCANE | 4DHP1S18S-1P | DMD218S4-1P | 11.7 | 18.5 | 9.2 | Yes | No | 3 | 600 | 800 | 150 | 350 | 2025-01-01
202110467 | DUCANE | 4DHP1S24S-1P | DMD224S4-1P | 11.7 | 19 | 10 | Yes | Both | 4 | 700 | 900 | 150 | 350 | 2025-01-01
200059186 | DUCANE | 4DHP1S09S-1P | DWM109S4-1P | 14.9 | 21.8 | 9.3 | Yes | Both | 3 | 600 | 800 | 150 | 350 | 2025-01-01
200059192 | DUCANE | 4DHP1S12S-1P | DWM112S4-1P | 13.7 | 22.3 | 8.8 | Yes | Both | 2 | 500 | 700 | 100 | 300 | 2025-01-01
200059202 | DUCANE | 4DHP1S18S-1P | D22C118S4-1P | 12.5 | 20 | 9.1 | Yes | No | 3 | 600 | 800 | 150 | 350 | 2025-01-01
200059204 | DUCANE | 4DHP1S24S-1P | DWM124S4-1P | 13.7 | 19.8 | 9.3 | Yes | No | 3 | 600 | 800 | 150 | 350 | 2025-01-01
200059212 | DUCANE | 4DHP1S36S-1P | D33C136S4-1P | 9 | 17.5 | 9.3 | No | N/A | 3 | 600 | 800 | 150 | 350 | 2025-01-01
200059216 | DUCANE | 4DHP1S48S-1P | D33C148S4-1P | 9.5 | 16.8 | 9 | No | N/A | 3 | 600 | 800 | 150 | 350 | 2025-01-01
213279886 | DUCANE | 4DHPS209S-1P | DWM206S4-*P | 15.8 | 26.5 | 13.6 | Yes | Both | 4 | 700 | 900 | 150 | 350 | 2025-01-01
200059184 | DUCANE | 4DHP1S12S-1L | DWM112S4-1L | 13 | 21.2 | 8.5 | Yes | No | 2 | 500 | 700 | 100 | 300 | 2025-01-01
206551618 | DUCANE | 4DHP1S48S-1P | D33C148S4-2P | 9.5 | 16.8 | 9 | No | N/A | 3 | 600 | 800 | 150 | 350 | 2025-01-01
200059198 | DUCANE | 4DHP1S18S-1P | DWM118S4-1P | 13 | 20 | 8.3 | Yes | No | 1 | 400 | 600 | 100 | 300 | 2025-01-01
211034571 | DUCANE | 4DHP2S12S-1L | DWM212S4-*L | 12.8 | 23.5 | 10 | Yes | No | 4 | 700 | 900 | 150 | 350 | 2025-01-01
211034572 | DUCANE | 4DHPS209S-1P | DWM209S4-*P | 15 | 25.5 | 11.9 | Yes | Both | 4 | 700 | 900 | 150 | 350 | 2025-01-01
211034573 | DUCANE | 4DHP2S12S-1P | DWM212S4-*P | 13.7 | 24.6 | 10.7 | Yes | No | 4 | 700 | 900 | 150 | 350 | 2025-01-01
211034574 | DUCANE | 4DHP2S18S-1P | DWM218S4-*P | 12.4 | 23.5 | 10.7 | Yes | No | 4 | 700 | 900 | 150 | 350 | 2025-01-01
211034575 | DUCANE | 4DHP2S24S-1P | DWM224S4-*P | 14 | 22 | 9.9 | Yes | No | 3 | 600 | 800 | 150 | 350 | 2025-01-01
211034576 | DUCANE | 4DHP2S30S-1P | DWM230S4-*P | 11.4 | 20 | 9.2 | No | N/A | 3 | 600 | 800 | 150 | 350 | 2025-01-01
211034579 | DUCANE | 4DHPS209S-1P | DMD209S4-*P | 12.5 | 19.2 | 10 | Yes | Both | 4 | 700 | 900 | 150 | 350 | 2025-01-01
211034580 | DUCANE | 4DHP2S12S-1P | DMD212S4-*P | 11.7 | 18.8 | 10.3 | Yes | Both | 4 | 700 | 900 | 150 | 350 | 2025-01-01
211034581 | DUCANE | 4DHP2S18S-1P | DMD218S4-*P | 12.3 | 20 | 10.5 | Yes | No | 4 | 700 | 900 | 150 | 350 | 2025-01-01
211034582 | DUCANE | 4DHP2S24S-1P | DMD224S4-*P | 12.3 | 19 | 11 | Yes | Both | 4 | 700 | 900 | 150 | 350 | 2025-01-01
211034583 | DUCANE | 4DHP2S36S-1P | DMD236S4-*P | 8.8 | 15.8 | 8.8 | No | N/A | 2 | 500 | 700 | 100 | 300 | 2025-01-01
211034585 | DUCANE | 4DHPS209S-1P | D22C109S4-*P | 13 | 20 | 10 | Yes | Both | 4 | 700 | 900 | 150 | 350 | 2025-01-01
211034586 | DUCANE | 4DHP2S12S-1P | D22C112S4-*P | 13.9 | 22.7 | 9.9 | Yes | No | 3 | 600 | 800 | 150 | 350 | 2025-01-01
211034587 | DUCANE | 4DHP2S18S-1P | D22C118S4-*P | 12.5 | 20.5 | 10.4 | Yes | No | 4 | 700 | 900 | 150 | 350 | 2025-01-01
211034588 | DUCANE | 4DHP2S24S-1P | D33C224S4-*P | 12.3 | 21.5 | 9.6 | Yes | Both | 3 | 600 | 800 | 150 | 350 | 2025-01-01
211034589 | DUCANE | 4DHP2S36S-1P | D33C236S4-*P | 9.4 | 19.2 | 8.7 | No | N/A | 2 | 500 | 700 | 100 | 300 | 2025-01-01
211034590 | DUCANE | 4DHP2S48S-1P | D33C248S4-*P | 9.5 | 18.5 | 9.8 | No | N/A | 3 | 600 | 800 | 150 | 350 | 2025-01-01
211034591 | DUCANE | 4DHV2S09S-1L | DWH209S4-*L | 12.5 | 21.5 | 9.1 | Yes | Both | 3 | 600 | 800 | 150 | 350 | 2025-01-01
211034592 | DUCANE | 4DHV2S12S-1L | DWH212S4-*L | 10.3 | 20.8 | 8.7 | No | N/A | 2 | 500 | 700 | 100 | 300 | 2025-01-01
211034593 | DUCANE | 4DHV2S09S-1P | DWH209S4-*P | 12.6 | 21.7 | 9.4 | Yes | Both | 3 | 600 | 800 | 150 | 350 | 2025-01-01
211034594 | DUCANE | 4DHV2S12S-1P | DWH212S4-*P | 10.8 | 21.4 | 9.2 | No | N/A | 3 | 600 | 800 | 150 | 350 | 2025-01-01
211034595 | DUCANE | 4DHV2S18S-1P | DWH218S4-*P | 10.8 | 19.5 | 8.7 | No | N/A | 2 | 500 | 700 | 100 | 300 | 2025-01-01
211034596 | DUCANE | 4DHV2S24S-1P | DWH224S4-*P | 9.5 | 18.5 | 8.6 | No | N/A | 2 | 500 | 700 | 100 | 300 | 2025-01-01
208136325 | DUCTLESSAIRE | DA27-3Z-0* |  | 11.7 | 21 | 9.2 | No | N/A | 3 | 600 | 800 | 150 | 350 | 2025-01-01
209862298 | DUCTLESSAIRE | DA48-5Z-O |  | 10.8 | 20.5 | 9.7 | No | N/A | 3 | 600 | 800 | 150 | 350 | 2025-01-01
209862297 | DUCTLESSAIRE | DA48-5Z-O |  | 11 | 21.1 | 9.5 | No | N/A | 3 | 600 | 800 | 150 | 350 | 2025-01-01
208136324 | DUCTLESSAIRE | DA27-3Z-0* |  | 12.2 | 23.5 | 9.2 | No | N/A | 3 | 600 | 800 | 150 | 350 | 2025-01-01
208136326 | DUCTLESSAIRE | DA27-3Z-0* |  | 11.95 | 22.25 | 9.2 | No | N/A | 3 | 600 | 800 | 150 | 350 | 2025-01-01
209862299 | DUCTLESSAIRE | DA48-5Z-O |  | 10.9 | 20.8 | 9.6 | No | N/A | 3 | 600 | 800 | 150 | 350 | 2025-01-01
209862296 | DUCTLESSAIRE | DA-115-12-20-O | DA-115-12-20-I | 10.3 | 20.8 | 8.7 | No | N/A | 2 | 500 | 700 | 100 | 300 | 2025-01-01
208136306 | DUCTLESSAIRE | DA0921-H2-O* | DA0921-H2-I* | 14 | 24 | 11.4 | Yes | Both | 4 | 700 | 900 | 150 | 350 | 2025-01-01
208136307 | DUCTLESSAIRE | DA1221-H2-O* | DA1221-H2-I* | 12.5 | 23.1 | 9.3 | Yes | No | 3 | 600 | 800 | 150 | 350 | 2025-01-01
208136308 | DUCTLESSAIRE | DA1821-H2-O* | DA1821-H2-I* | 13.5 | 23.7 | 10.3 | Yes | Both | 4 | 700 | 900 | 150 | 350 | 2025-01-01
208136309 | DUCTLESSAIRE | DA2421-H2-O* | DA2421-H2-I* | 12.5 | 21 | 9 | No | N/A | 3 | 600 | 800 | 150 | 350 | 2025-01-01
207769002 | DUCTLESSAIRE | DA0921-H2-O | DA0921-H2-I | 14 | 21.2 | 9.9 | Yes | No | 3 | 600 | 800 | 150 | 350 | 2025-01-01
9150138 | DUCTLESSAIRE | DA1221-H2-O | DA1221-H2-I | 13 | 21.3 | 8.4 | Yes | No | 1 | 400 | 600 | 100 | 300 | 2025-01-01
9150139 | DUCTLESSAIRE | DA1821-H2-O | DA1821-H2-I | 13 | 19.9 | 8.1 | Yes | No | 1 | 400 | 600 | 100 | 300 | 2025-01-01
214232405 | DUCTLESSAIRE | PS1217-O | PS1217-I | 8.8 | 17.6 | 8.8 | No | N/A | 2 | 500 | 700 | 100 | 300 | 2025-01-01
214232406 | DUCTLESSAIRE | PS1817-O | PS1817-I | 9.9 | 18.3 | 8.7 | No | N/A | 2 | 500 | 700 | 100 | 300 | 2025-01-01
211911389 | DUOHOME | D2OA-18HFN1-M |  | 12 | 19 | 9.8 | No | N/A | 3 | 600 | 800 | 150 | 350 | 2025-01-01
211911401 | DUOHOME | D5OA-55HFN1-M |  | 10.5 | 19 | 8.6 | No | N/A | 2 | 500 | 700 | 100 | 300 | 2025-01-01
211911392 | DUOHOME | D3OJ-27HFN1-M |  | 11.7 | 21 | 9.2 | No | N/A | 3 | 600 | 800 | 150 | 350 | 2025-01-01
211911395 | DUOHOME | D4OG-36HFN1-M |  | 11 | 20 | 9.2 | No | N/A | 3 | 600 | 800 | 150 | 350 | 2025-01-01
211911398 | DUOHOME | D5OG-48HFN1-M |  | 10.8 | 20.5 | 9.7 | No | N/A | 3 | 600 | 800 | 150 | 350 | 2025-01-01
211911388 | DUOHOME | D2OA-18HFN1-M |  | 12.5 | 21 | 10.2 | No | N/A | 4 | 700 | 900 | 150 | 350 | 2025-01-01
211911400 | DUOHOME | D5OA-55HFN1-M |  | 10.5 | 20.2 | 9.6 | No | N/A | 3 | 600 | 800 | 150 | 350 | 2025-01-01
211911394 | DUOHOME | D4OG-36HFN1-M |  | 10.6 | 23.1 | 9.6 | No | N/A | 3 | 600 | 800 | 150 | 350 | 2025-01-01
211911397 | DUOHOME | D5OG-48HFN1-M |  | 11 | 21.1 | 9.5 | No | N/A | 3 | 600 | 800 | 150 | 350 | 2025-01-01
211911391 | DUOHOME | D3OJ-27HFN1-M |  | 12.2 | 23.5 | 9.2 | No | N/A | 3 | 600 | 800 | 150 | 350 | 2025-01-01
211911390 | DUOHOME | D2OA-18HFN1-M |  | 12.25 | 20 | 10 | No | N/A | 4 | 700 | 900 | 150 | 350 | 2025-01-01
211911402 | DUOHOME | D5OA-55HFN1-M |  | 10.5 | 19.6 | 9.1 | No | N/A | 3 | 600 | 800 | 150 | 350 | 2025-01-01
211911396 | DUOHOME | D4OG-36HFN1-M |  | 10.8 | 21.55 | 9.4 | No | N/A | 3 | 600 | 800 | 150 | 350 | 2025-01-01
211911393 | DUOHOME | D3OJ-27HFN1-M |  | 11.95 | 22.25 | 9.2 | No | N/A | 3 | 600 | 800 | 150 | 350 | 2025-01-01
211911399 | DUOHOME | D5OG-48HFN1-M |  | 10.9 | 20.8 | 9.6 | No | N/A | 3 | 600 | 800 | 150 | 350 | 2025-01-01
213199197 | DUOHOME | DOX230-09HFN1-BS5W | DSAG11A-09HRFN1-BS5W | 12.5 | 21.5 | 9.1 | No | N/A | 3 | 600 | 800 | 150 | 350 | 2025-01-01
208815360 | DUOHOME | DOX230-12HFN1-BS8W | DSAG11B-12HRFN1-BS0W | 10.3 | 20.8 | 8.7 | No | N/A | 2 | 500 | 700 | 100 | 300 | 2025-01-01
208815361 | DUOHOME | DOX230-12HFN1-MS8W | DSAG11B-12HRFN1-MS0W | 10.8 | 21.4 | 9.2 | No | N/A | 3 | 600 | 800 | 150 | 350 | 2025-01-01
208815362 | DUOHOME | DOX330-18HFN1-MS0W | DSAG11C-18HRDN1-MS0W | 11 | 19.5 | 8.7 | No | N/A | 2 | 500 | 700 | 100 | 300 | 2025-01-01
208815363 | DUOHOME | DOX430-24HFN1-MR0W | DSAG11D-24HRFN1-MR0W | 9.5 | 18.5 | 8.6 | No | N/A | 2 | 500 | 700 | 100 | 300 | 2025-01-01
208121841 | DUOHOME | DOD30U-36HFN1-MP0(GA) | DTI-36HWFN1-M | 8.8 | 15.8 | 8.8 | No | N/A | 2 | 500 | 700 | 100 | 300 | 2025-01-01
207252579 | DUOHOME | DOD30U-36HFN1-MR0 | DVC-36HWFN1-M | 10.1 | 16.9 | 8.2 | No | N/A | 1 | 400 | 600 | 100 | 300 | 2025-01-01
207252580 | DUOHOME | DOE30U-48HFN1-MR0 | DVC-48HWFN1-M | 8.8 | 15.8 | 9.4 | No | N/A | 2 | 500 | 700 | 100 | 300 | 2025-01-01
207178626 | DUOHOME | DOD31-36HFN1-MP0W | DSABF-36HRFNX-MQ0W | 8.5 | 17.5 | 8.7 | No | N/A | 2 | 500 | 700 | 100 | 300 | 2025-01-01
206314610 | DUOHOME | DOD31-24HFN1-MT0W | DTIU-24HWFN1-M | 11.7 | 19 | 10 | No | N/A | 4 | 700 | 900 | 150 | 350 | 2025-01-01
206314613 | DUOHOME | DOE30U-60HFN1-M | DHG-60HWFN1-MW | 9 | 15.4 | 8.4 | No | N/A | 1 | 400 | 600 | 100 | 300 | 2025-01-01
205355547 | DUOHOME | DOBA30-09HFN1-BS0W | DSABA-09HRFN1-BS0W | 11.5 | 18.9 | 8.1 | No | N/A | 1 | 400 | 600 | 100 | 300 | 2025-01-01
205355548 | DUOHOME | DOB30-12HFN1-BS0W | DSABB-12HRFN1-BS0W | 10.5 | 19 | 8.3 | No | N/A | 1 | 400 | 600 | 100 | 300 | 2025-01-01
205355550 | DUOHOME | DOB30-18HFN1-MS0W | DSABD-18HRFN1-MS0W | 11 | 18.7 | 8.1 | No | N/A | 1 | 400 | 600 | 100 | 300 | 2025-01-01
214875723 | DUOHOME | DOX230-09HFN1-MW5W | DCA3U-09HRFN1-M(C) | 13 | 20 | 10 | No | N/A | 4 | 700 | 900 | 150 | 350 | 2025-01-01
214875724 | DUOHOME | DOD33-24HFN1-MT0W | DCD1-24HRFN1-MT0W(GA) | 12.5 | 21.5 | 9.7 | No | N/A | 3 | 600 | 800 | 150 | 350 | 2025-01-01
214875725 | DUOHOME | DOX430-18HFN1-MU0W | DCA3U-18HRFN1-M(C) | 12.5 | 20.5 | 10.5 | No | N/A | 4 | 700 | 900 | 150 | 350 | 2025-01-01
214875726 | DUOHOME | DOD30U-36HFN1-MP0(GA) | DCD1-36HRFN1-M(GA) | 9.4 | 19.2 | 8.8 | No | N/A | 2 | 500 | 700 | 100 | 300 | 2025-01-01
214875727 | DUOHOME | DOE30U-48HFN1-MP0(GA) | DCD1-48HRFN1-M(GA) | 9.5 | 18.5 | 9.8 | No | N/A | 3 | 600 | 800 | 150 | 350 | 2025-01-01
214875728 | DUOHOME | DOX230-12HFN1-MV5W | DCA3U-12HRFN1-M(C) | 14 | 22.7 | 10 | No | N/A | 4 | 700 | 900 | 150 | 350 | 2025-01-01
214797740 | DUOHOME | DOX430-18HFN1-MU0W | DTIU-18HWFN1-M | 12.5 | 20 | 10.6 | No | N/A | 4 | 700 | 900 | 150 | 350 | 2025-01-01
214797741 | DUOHOME | DOD33-24HFN1-MT0W | DTIU-24HWFN1-M | 12.5 | 19 | 11.2 | No | N/A | 4 | 700 | 900 | 150 | 350 | 2025-01-01
210568209 | Durastar | DRA5U55M1B |  | 10.5 | 19 | 8.6 | No | N/A | 2 | 500 | 700 | 100 | 300 | 2025-01-01
210568221 | Durastar | DRA5H48M1A |  | 11.7 | 20.9 | 9 | Yes | Both | 3 | 600 | 800 | 150 | 350 | 2025-01-01
210568212 | Durastar | DRA2H18M1A |  | 12 | 19 | 9.3 | Yes | Both | 3 | 600 | 800 | 150 | 350 | 2025-01-01
210568215 | Durastar | DRA3H28M1A |  | 11.7 | 20 | 9.5 | Yes | Both | 3 | 600 | 800 | 150 | 350 | 2025-01-01
210568224 | Durastar | DRA5H55M1A |  | 10.5 | 18.8 | 9.3 | Yes | Yes | 3 | 600 | 800 | 150 | 350 | 2025-01-01
210568218 | Durastar | DRA4H36M1A |  | 11.7 | 19 | 10 | Yes | No | 4 | 700 | 900 | 150 | 350 | 2025-01-01
215359237 | Durastar | DRA5U36M2A |  | 11.7 | 20 | 9.2 | Yes | Both | 3 | 600 | 800 | 150 | 350 | 2025-01-01
215359213 | Durastar | DRA6U60M2A |  | 10 | 18 | 9.2 | No | N/A | 3 | 600 | 800 | 150 | 350 | 2025-01-01
215359216 | Durastar | DRA3H18M2A |  | 13 | 20 | 10 | Yes | Both | 4 | 700 | 900 | 150 | 350 | 2025-01-01
215359219 | Durastar | DRA4H28M2A |  | 12 | 19 | 9.5 | Yes | Both | 3 | 600 | 800 | 150 | 350 | 2025-01-01
215359222 | Durastar | DRA5H36M2A |  | 12 | 19.4 | 10.4 | Yes | Both | 4 | 700 | 900 | 150 | 350 | 2025-01-01
215359231 | Durastar | DRA3U18M2A |  | 12 | 20 | 10 | Yes | Both | 4 | 700 | 900 | 150 | 350 | 2025-01-01
215359234 | Durastar | DRA4U28M2A |  | 12 | 21 | 9 | Yes | Both | 3 | 600 | 800 | 150 | 350 | 2025-01-01
206369534 | Durastar | DRA3U28M1A |  | 11 | 20 | 8.5 | No | N/A | 2 | 500 | 700 | 100 | 300 | 2025-01-01
206369537 | Durastar | DRA4U36M1A |  | 10 | 18.5 | 8.7 | No | N/A | 2 | 500 | 700 | 100 | 300 | 2025-01-01
207787181 | Durastar | DRA5U48M1B |  | 10.8 | 20.5 | 9.7 | No | N/A | 3 | 600 | 800 | 150 | 350 | 2025-01-01
207787172 | Durastar | DRA2U18M1B |  | 12 | 19 | 9.8 | Yes | Both | 3 | 600 | 800 | 150 | 350 | 2025-01-01
207787175 | Durastar | DRA3U28M1B |  | 11.7 | 21 | 9.2 | Yes | No | 3 | 600 | 800 | 150 | 350 | 2025-01-01
207787178 | Durastar | DRA4U36M1B |  | 11 | 20 | 9.2 | No | N/A | 3 | 600 | 800 | 150 | 350 | 2025-01-01
215415533 | Durastar | DRA6H48M2A |  | 11.7 | 20.4 | 11 | Yes | Both | 4 | 700 | 900 | 150 | 350 | 2025-01-01
215415539 | Durastar | DRA6U48M2A |  | 12 | 20.4 | 10.6 | Yes | Both | 4 | 700 | 900 | 150 | 350 | 2025-01-01
215415536 | Durastar | DRA6H55M2A |  | 11.7 | 20 | 10.7 | Yes | Both | 4 | 700 | 900 | 150 | 350 | 2025-01-01
215415538 | Durastar | DRA6U48M2A |  | 11.7 | 21.3 | 10 | Yes | Both | 4 | 700 | 900 | 150 | 350 | 2025-01-01
215415532 | Durastar | DRA6H48M2A |  | 12 | 21.2 | 10.2 | Yes | Both | 4 | 700 | 900 | 150 | 350 | 2025-01-01
215415535 | Durastar | DRA6H55M2A |  | 12 | 21.4 | 10.6 | Yes | Both | 4 | 700 | 900 | 150 | 350 | 2025-01-01
207787177 | Durastar | DRA4U36M1B |  | 10.6 | 23.1 | 9.6 | No | N/A | 3 | 600 | 800 | 150 | 350 | 2025-01-01
207787180 | Durastar | DRA5U48M1B |  | 11 | 21.1 | 9.5 | No | N/A | 3 | 600 | 800 | 150 | 350 | 2025-01-01
207787171 | Durastar | DRA2U18M1B |  | 12.5 | 21 | 10.2 | Yes | No | 4 | 700 | 900 | 150 | 350 | 2025-01-01
207787174 | Durastar | DRA3U28M1B |  | 12.2 | 23.5 | 9.2 | Yes | No | 3 | 600 | 800 | 150 | 350 | 2025-01-01
206369536 | Durastar | DRA4U36M1A |  | 10.8 | 22.5 | 9.2 | No | N/A | 3 | 600 | 800 | 150 | 350 | 2025-01-01
206369530 | Durastar | DRA2U18M1A |  | 11.7 | 20.5 | 8.9 | Yes | No | 2 | 500 | 700 | 100 | 300 | 2025-01-01
206369533 | Durastar | DRA3U28M1A |  | 12 | 22 | 8.9 | Yes | Both | 2 | 500 | 700 | 100 | 300 | 2025-01-01
206369539 | Durastar | DRA5U48M1A |  | 11.6 | 21.5 | 8.7 | No | N/A | 2 | 500 | 700 | 100 | 300 | 2025-01-01
215359236 | Durastar | DRA5U36M2A |  | 12 | 23.1 | 10 | Yes | Both | 4 | 700 | 900 | 150 | 350 | 2025-01-01
215359230 | Durastar | DRA3U18M2A |  | 12.5 | 23 | 10 | Yes | Both | 4 | 700 | 900 | 150 | 350 | 2025-01-01
215359233 | Durastar | DRA4U28M2A |  | 12.2 | 23 | 9.5 | Yes | Both | 3 | 600 | 800 | 150 | 350 | 2025-01-01
215359218 | Durastar | DRA4H28M2A |  | 12 | 21 | 10 | Yes | Both | 4 | 700 | 900 | 150 | 350 | 2025-01-01
215359221 | Durastar | DRA5H36M2A |  | 12.2 | 21.5 | 11.3 | Yes | Both | 4 | 700 | 900 | 150 | 350 | 2025-01-01
215359212 | Durastar | DRA6U60M2A |  | 10 | 19.2 | 9.6 | No | N/A | 3 | 600 | 800 | 150 | 350 | 2025-01-01
215359215 | Durastar | DRA3H18M2A |  | 13 | 21 | 10 | Yes | Both | 4 | 700 | 900 | 150 | 350 | 2025-01-01
210568220 | Durastar | DRA5H48M1A |  | 11 | 21.2 | 10 | Yes | Both | 4 | 700 | 900 | 150 | 350 | 2025-01-01
210568223 | Durastar | DRA5H55M1A |  | 10.5 | 20 | 9.5 | Yes | Yes | 3 | 600 | 800 | 150 | 350 | 2025-01-01
210568214 | Durastar | DRA3H28M1A |  | 11.8 | 22.6 | 9.8 | Yes | Both | 3 | 600 | 800 | 150 | 350 | 2025-01-01
210568217 | Durastar | DRA4H36M1A |  | 12.5 | 20 | 9.7 | Yes | Both | 3 | 600 | 800 | 150 | 350 | 2025-01-01
210568208 | Durastar | DRA5U55M1B |  | 10.5 | 20.2 | 9.6 | No | N/A | 3 | 600 | 800 | 150 | 350 | 2025-01-01
210568211 | Durastar | DRA2H18M1A |  | 12.5 | 20.5 | 9 | Yes | Both | 3 | 600 | 800 | 150 | 350 | 2025-01-01
210568210 | Durastar | DRA5U55M1B |  | 10.5 | 19.6 | 9.1 | No | N/A | 3 | 600 | 800 | 150 | 350 | 2025-01-01
210568213 | Durastar | DRA2H18M1A |  | 12.25 | 19.75 | 9.15 | Yes | Both | 3 | 600 | 800 | 150 | 350 | 2025-01-01
210568216 | Durastar | DRA3H28M1A |  | 11.75 | 21.3 | 9.65 | Yes | Both | 3 | 600 | 800 | 150 | 350 | 2025-01-01
210568225 | Durastar | DRA5H55M1A |  | 10.5 | 19.4 | 9.4 | Yes | Yes | 3 | 600 | 800 | 150 | 350 | 2025-01-01
210568222 | Durastar | DRA5H48M1A |  | 11.35 | 21.05 | 9.4 | Yes | Both | 3 | 600 | 800 | 150 | 350 | 2025-01-01
210568219 | Durastar | DRA4H36M1A |  | 12.1 | 19.5 | 9.85 | Yes | Both | 3 | 600 | 800 | 150 | 350 | 2025-01-01
215359238 | Durastar | DRA5U36M2A |  | 11.85 | 21.55 | 9.6 | Yes | Both | 3 | 600 | 800 | 150 | 350 | 2025-01-01
215359214 | Durastar | DRA6U60M2A |  | 10 | 18.6 | 9.4 | No | N/A | 3 | 600 | 800 | 150 | 350 | 2025-01-01
215359223 | Durastar | DRA5H36M2A |  | 12.1 | 20.45 | 10.85 | Yes | Both | 4 | 700 | 900 | 150 | 350 | 2025-01-01
215359220 | Durastar | DRA4H28M2A |  | 12 | 20 | 9.75 | Yes | Both | 3 | 600 | 800 | 150 | 350 | 2025-01-01
215359217 | Durastar | DRA3H18M2A |  | 13 | 20.5 | 10 | Yes | Both | 4 | 700 | 900 | 150 | 350 | 2025-01-01
215359232 | Durastar | DRA3U18M2A |  | 12.25 | 21.5 | 10 | Yes | Both | 4 | 700 | 900 | 150 | 350 | 2025-01-01
215359235 | Durastar | DRA4U28M2A |  | 12.1 | 22 | 9.25 | Yes | Both | 3 | 600 | 800 | 150 | 350 | 2025-01-01
206369538 | Durastar | DRA4U36M1A |  | 10.75 | 20.5 | 8.85 | No | N/A | 2 | 500 | 700 | 100 | 300 | 2025-01-01
207787182 | Durastar | DRA5U48M1B |  | 10.9 | 20.8 | 9.6 | No | N/A | 3 | 600 | 800 | 150 | 350 | 2025-01-01
207787173 | Durastar | DRA2U18M1B |  | 12.25 | 20 | 10 | Yes | No | 4 | 700 | 900 | 150 | 350 | 2025-01-01
207787176 | Durastar | DRA3U28M1B |  | 11.95 | 22.25 | 9.2 | Yes | No | 3 | 600 | 800 | 150 | 350 | 2025-01-01
207787179 | Durastar | DRA4U36M1B |  | 10.8 | 21.55 | 9.4 | No | N/A | 3 | 600 | 800 | 150 | 350 | 2025-01-01
215415534 | Durastar | DRA6H48M2A |  | 11.85 | 20.8 | 10.6 | Yes | Both | 4 | 700 | 900 | 150 | 350 | 2025-01-01
215415537 | Durastar | DRA6H55M2A |  | 11.85 | 20.7 | 10.65 | Yes | Both | 4 | 700 | 900 | 150 | 350 | 2025-01-01
215415540 | Durastar | DRA6U48M2A |  | 11.85 | 20.85 | 10.3 | Yes | Both | 4 | 700 | 900 | 150 | 350 | 2025-01-01
207787130 | Durastar | DRA1U09S1B | DRAW09F1B | 14.7 | 24 | 11.6 | Yes | Both | 4 | 700 | 900 | 150 | 350 | 2025-01-01
207787131 | Durastar | DRA1U12S1B | DRAW12F1B | 13 | 23.1 | 10.8 | Yes | Both | 4 | 700 | 900 | 150 | 350 | 2025-01-01
207787132 | Durastar | DRA1U18S1B | DRAW18F1B | 13.5 | 24 | 10.5 | Yes | Both | 4 | 700 | 900 | 150 | 350 | 2025-01-01
207787133 | Durastar | DRA1U24S1B | DRAW24F1B | 13 | 21 | 8.5 | Yes | No | 2 | 500 | 700 | 100 | 300 | 2025-01-01
207787134 | Durastar | DRA1U09S1B | DRAC09F1A | 13 | 20 | 10 | Yes | Both | 4 | 700 | 900 | 150 | 350 | 2025-01-01
207787135 | Durastar | DRA1U09S1B | DRAD09F1A | 12.5 | 19.2 | 10.2 | Yes | Both | 4 | 700 | 900 | 150 | 350 | 2025-01-01
207787136 | Durastar | DRA1U12S1B | DRAC12F1A | 14 | 22.7 | 10 | Yes | No | 4 | 700 | 900 | 150 | 350 | 2025-01-01
207787137 | Durastar | DRA1U12S1B | DRAD12F1A | 11.7 | 19 | 10.3 | Yes | Both | 4 | 700 | 900 | 150 | 350 | 2025-01-01
207787138 | Durastar | DRA1U12S1B | DRAS12F1A | 13 | 22.7 | 10.2 | Yes | Both | 4 | 700 | 900 | 150 | 350 | 2025-01-01
207787139 | Durastar | DRA1U12S1B | DRAS12F1B | 13 | 22.7 | 10.2 | Yes | Both | 4 | 700 | 900 | 150 | 350 | 2025-01-01
207787140 | Durastar | DRA1U18S1B | DRAC18F1A | 12.5 | 20.5 | 10.5 | Yes | No | 4 | 700 | 900 | 150 | 350 | 2025-01-01
207787141 | Durastar | DRA1U18S1B | DRAD18F1A | 12.5 | 20 | 10.6 | Yes | No | 4 | 700 | 900 | 150 | 350 | 2025-01-01
207787142 | Durastar | DRA1U18S1B | DRAF18F1A | 12.5 | 23 | 10 | Yes | No | 4 | 700 | 900 | 150 | 350 | 2025-01-01
207787144 | Durastar | DRA1U24S1B | DRAC24F1B | 12.5 | 21.5 | 9.7 | Yes | Both | 3 | 600 | 800 | 150 | 350 | 2025-01-01
207787145 | Durastar | DRA1U24S1B | DRAD24F1A | 12.5 | 19 | 11.2 | Yes | Both | 4 | 700 | 900 | 150 | 350 | 2025-01-01
207787146 | Durastar | DRA1U24S1B | DRAF24F1A | 12.5 | 21.2 | 10.3 | Yes | Both | 4 | 700 | 900 | 150 | 350 | 2025-01-01
207430433 | Durastar | DRA1U12S1A | DRAS12F1B | 13 | 20.5 | 8.8 | Yes | No | 2 | 500 | 700 | 100 | 300 | 2025-01-01
206369516 | Durastar | DRA1U12S1A | DRAW12F1A | 13 | 21.3 | 8.4 | Yes | No | 1 | 400 | 600 | 100 | 300 | 2025-01-01
206369517 | Durastar | DRA1U18S1A | DRAW18F1A | 13 | 19.9 | 8.1 | Yes | No | 1 | 400 | 600 | 100 | 300 | 2025-01-01
206369520 | Durastar | DRA1U09S1A | DRAD09F1A | 12.1 | 18.7 | 9.8 | Yes | Both | 3 | 600 | 800 | 150 | 350 | 2025-01-01
206369522 | Durastar | DRA1U12S1A | DRAD12F1A | 11.7 | 19 | 10 | Yes | Both | 4 | 700 | 900 | 150 | 350 | 2025-01-01
206369523 | Durastar | DRA1U12S1A | DRAS12F1A | 13 | 20.5 | 8.8 | Yes | No | 2 | 500 | 700 | 100 | 300 | 2025-01-01
206369524 | Durastar | DRA1U18S1A | DRAC18F1A | 12.5 | 20 | 9.1 | Yes | No | 3 | 600 | 800 | 150 | 350 | 2025-01-01
206369525 | Durastar | DRA1U18S1A | DRAD18F1A | 11.7 | 18.5 | 9.2 | Yes | No | 3 | 600 | 800 | 150 | 350 | 2025-01-01
206369526 | Durastar | DRA1U18S1A | DRAF18F1A | 12.5 | 20 | 8.9 | Yes | No | 2 | 500 | 700 | 100 | 300 | 2025-01-01
206369528 | Durastar | DRA1U24S1A | DRAD24F1A | 11.7 | 19 | 10 | Yes | Both | 4 | 700 | 900 | 150 | 350 | 2025-01-01
206369529 | Durastar | DRA1U24S1A | DRAF24F1A | 12.5 | 20 | 9.4 | Yes | No | 3 | 600 | 800 | 150 | 350 | 2025-01-01
215359242 | Durastar | DRA1H06S2A | DRAW06F2A | 16 | 25.3 | 14.6 | Yes | Both | 4 | 700 | 900 | 150 | 350 | 2025-01-01
215359243 | Durastar | DRA1H06S2A | DRAL0612F2A | 15 | 22 | 12 | Yes | Both | 4 | 700 | 900 | 150 | 350 | 2025-01-01
215359244 | Durastar | DRA1H06S2A | DRADL0612F2A | 14.4 | 21.4 | 13.8 | Yes | Both | 4 | 700 | 900 | 150 | 350 | 2025-01-01
215359245 | Durastar | DRA1H09S2A | DRAW09F2A | 15 | 26 | 12.5 | Yes | Both | 4 | 700 | 900 | 150 | 350 | 2025-01-01
215359246 | Durastar | DRA1H09S2A | DRAL0612F2A | 14.6 | 24 | 12.1 | Yes | Both | 4 | 700 | 900 | 150 | 350 | 2025-01-01
215359247 | Durastar | DRA1H09S2A | DRAC0912F2A | 14 | 22.6 | 12.1 | Yes | Both | 4 | 700 | 900 | 150 | 350 | 2025-01-01
215359248 | Durastar | DRA1H09S2A | DRAS09F2A | 15.1 | 27.2 | 10.9 | Yes | Both | 4 | 700 | 900 | 150 | 350 | 2025-01-01
215359249 | Durastar | DRA1H09S2A | DRAS12F2A | 15.1 | 27.2 | 10.9 | Yes | Both | 4 | 700 | 900 | 150 | 350 | 2025-01-01
215359250 | Durastar | DRA1H09S2A | DRADL0612F2A | 13.4 | 21.4 | 12.5 | Yes | Both | 4 | 700 | 900 | 150 | 350 | 2025-01-01
215359251 | Durastar | DRA1H09S2A | DRADH0912F2A | 14 | 20.5 | 13.8 | Yes | Both | 4 | 700 | 900 | 150 | 350 | 2025-01-01
215359252 | Durastar | DRA1H12S2A | DRAW12F2A | 13.2 | 24 | 10.5 | Yes | Both | 4 | 700 | 900 | 150 | 350 | 2025-01-01
215359253 | Durastar | DRA1H12S2A | DRAL0612F2A | 13 | 23 | 10 | Yes | Both | 4 | 700 | 900 | 150 | 350 | 2025-01-01
215359254 | Durastar | DRA1H12S2A | DRAC0912F2A | 12.5 | 22.2 | 11.6 | Yes | Both | 4 | 700 | 900 | 150 | 350 | 2025-01-01
215359255 | Durastar | DRA1H12S2A | DRAS12F2A | 12.5 | 25 | 10.5 | Yes | Both | 4 | 700 | 900 | 150 | 350 | 2025-01-01
215359256 | Durastar | DRA1H12S2A | DRADL0612F2A | 12 | 20 | 10 | Yes | Both | 4 | 700 | 900 | 150 | 350 | 2025-01-01
215359257 | Durastar | DRA1H12S2A | DRADH0912F2A | 12 | 20 | 10.6 | Yes | Both | 4 | 700 | 900 | 150 | 350 | 2025-01-01
215359258 | Durastar | DRA1H18S2A | DRAW18F2A | 13 | 21.7 | 10.8 | Yes | Both | 4 | 700 | 900 | 150 | 350 | 2025-01-01
215359259 | Durastar | DRA1H18S2A | DRAL18F2A | 12.5 | 20.6 | 12.2 | Yes | Both | 4 | 700 | 900 | 150 | 350 | 2025-01-01
215359260 | Durastar | DRA1H18S2A | DRAC18F2A | 12.5 | 20 | 12.3 | Yes | Both | 4 | 700 | 900 | 150 | 350 | 2025-01-01
215359261 | Durastar | DRA1H18S2A | DRAS16F2A | 12.5 | 20 | 10.3 | Yes | Both | 4 | 700 | 900 | 150 | 350 | 2025-01-01
215359262 | Durastar | DRA1H18S2A | DRAF18F2A | 12.5 | 20.4 | 10.3 | Yes | Both | 4 | 700 | 900 | 150 | 350 | 2025-01-01
215359263 | Durastar | DRA1H18S2A | DRADL18F2A | 12 | 18 | 10.5 | Yes | Both | 4 | 700 | 900 | 150 | 350 | 2025-01-01
215359264 | Durastar | DRA1H18S2A | DRADH18F2A | 12 | 18.4 | 11.1 | Yes | Both | 4 | 700 | 900 | 150 | 350 | 2025-01-01
215359265 | Durastar | DRA1H24S2A | DRAW24F2A | 12.5 | 22.3 | 13.3 | Yes | Both | 4 | 700 | 900 | 150 | 350 | 2025-01-01
215359266 | Durastar | DRA1H24S2A | DRAC24F2A | 12 | 20.7 | 11.6 | Yes | Both | 4 | 700 | 900 | 150 | 350 | 2025-01-01
215359267 | Durastar | DRA1H24S2A | DRAF24F2A | 12 | 20.4 | 12.1 | Yes | Both | 4 | 700 | 900 | 150 | 350 | 2025-01-01
215359268 | Durastar | DRA1H24S2A | DRADH24F2A | 12 | 19 | 11.7 | Yes | Both | 4 | 700 | 900 | 150 | 350 | 2025-01-01
215359269 | Durastar | DRA1H33S2A | DRAW33F2A | 11.7 | 20 | 10.5 | Yes | Both | 4 | 700 | 900 | 150 | 350 | 2025-01-01
215359270 | Durastar | DRA1U09S2A | DRAW09F2A | 14.7 | 24.6 | 13 | Yes | Both | 4 | 700 | 900 | 150 | 350 | 2025-01-01
215359271 | Durastar | DRA1U09S2A | DRAL0612F2A | 14.4 | 22.1 | 11.8 | Yes | Both | 4 | 700 | 900 | 150 | 350 | 2025-01-01
215359272 | Durastar | DRA1U09S2A | DRAC0912F2A | 14.3 | 21.6 | 11.3 | Yes | Both | 4 | 700 | 900 | 150 | 350 | 2025-01-01
215359273 | Durastar | DRA1U09S2A | DRAS09F2A | 16.2 | 26 | 13.9 | Yes | Both | 4 | 700 | 900 | 150 | 350 | 2025-01-01
215359274 | Durastar | DRA1U09S2A | DRAS12F2A | 16.2 | 26 | 13.9 | Yes | Both | 4 | 700 | 900 | 150 | 350 | 2025-01-01
215359275 | Durastar | DRA1U09S2A | DRADL0612F2A | 12.8 | 19.5 | 11 | Yes | Both | 4 | 700 | 900 | 150 | 350 | 2025-01-01
215359276 | Durastar | DRA1U09S2A | DRADH0912F2A | 13 | 19.7 | 11.5 | Yes | Both | 4 | 700 | 900 | 150 | 350 | 2025-01-01
215359277 | Durastar | DRA1U12S2A | DRAW12F2A | 12.2 | 23.1 | 11.5 | Yes | Both | 4 | 700 | 900 | 150 | 350 | 2025-01-01
215359278 | Durastar | DRA1U12S2A | DRAL0612F2A | 12.3 | 22.1 | 10 | Yes | Both | 4 | 700 | 900 | 150 | 350 | 2025-01-01
215359279 | Durastar | DRA1U12S2A | DRAC0912F2A | 12.5 | 21.1 | 10.4 | Yes | Both | 4 | 700 | 900 | 150 | 350 | 2025-01-01
215359280 | Durastar | DRA1U12S2A | DRAS12F2A | 12.7 | 24.6 | 11 | Yes | Both | 4 | 700 | 900 | 150 | 350 | 2025-01-01
215359281 | Durastar | DRA1U12S2A | DRADL0612F2A | 11.7 | 19 | 10.2 | Yes | Both | 4 | 700 | 900 | 150 | 350 | 2025-01-01
215359282 | Durastar | DRA1U12S2A | DRADH0912F2A | 12 | 19.5 | 10.5 | Yes | Both | 4 | 700 | 900 | 150 | 350 | 2025-01-01
215359283 | Durastar | DRA1U18S2A | DRAW18F2A | 13.5 | 24 | 11.1 | Yes | Both | 4 | 700 | 900 | 150 | 350 | 2025-01-01
215359284 | Durastar | DRA1U18S2A | DRAL18F2A | 12.5 | 22.2 | 12.2 | Yes | Both | 4 | 700 | 900 | 150 | 350 | 2025-01-01
215359285 | Durastar | DRA1U18S2A | DRAC18F2A | 12.5 | 20.7 | 11.4 | Yes | Both | 4 | 700 | 900 | 150 | 350 | 2025-01-01
215359286 | Durastar | DRA1U18S2A | DRAS16F2A | 12.5 | 23.8 | 13.5 | Yes | Both | 4 | 700 | 900 | 150 | 350 | 2025-01-01
215359287 | Durastar | DRA1U18S2A | DRAF18F2A | 12.5 | 22.3 | 10.4 | Yes | Both | 4 | 700 | 900 | 150 | 350 | 2025-01-01
215359288 | Durastar | DRA1U18S2A | DRADL18F2A | 12.5 | 20 | 10.5 | Yes | Both | 4 | 700 | 900 | 150 | 350 | 2025-01-01
215359289 | Durastar | DRA1U18S2A | DRADH18F2A | 13.3 | 20 | 11.3 | Yes | Both | 4 | 700 | 900 | 150 | 350 | 2025-01-01
215359290 | Durastar | DRA1U24S2A | DRAW24F2A | 13 | 23.5 | 10 | Yes | Both | 4 | 700 | 900 | 150 | 350 | 2025-01-01
215359291 | Durastar | DRA1U24S2A | DRAC24F2A | 12 | 22 | 10.5 | Yes | Both | 4 | 700 | 900 | 150 | 350 | 2025-01-01
215359292 | Durastar | DRA1U24S2A | DRAF24F2A | 12.2 | 21.1 | 11.1 | Yes | Both | 4 | 700 | 900 | 150 | 350 | 2025-01-01
215359293 | Durastar | DRA1U24S2A | DRADH24F2A | 12.5 | 19 | 11 | Yes | Both | 4 | 700 | 900 | 150 | 350 | 2025-01-01
213160486 | Durastar | DRA1H33S1A | DRAW33F1B | 11.7 | 20 | 10 | Yes | Both | 4 | 700 | 900 | 150 | 350 | 2025-01-01
211497017 | Durastar | DRA1H12S1A | DRAS12F1B | 13 | 23.6 | 10 | Yes | Both | 4 | 700 | 900 | 150 | 350 | 2025-01-01
210568097 | Durastar | DRA1U09S1B | DRAW06F1B | 15 | 23.5 | 12 | Yes | Both | 4 | 700 | 900 | 150 | 350 | 2025-01-01
210568098 | Durastar | DRA1H09S1A | DRAW09F1B | 15.8 | 26.4 | 11.6 | Yes | Both | 4 | 700 | 900 | 150 | 350 | 2025-01-01
210568099 | Durastar | DRA1H12S1A | DRAW12F1B | 13 | 23.1 | 10.5 | Yes | Both | 4 | 700 | 900 | 150 | 350 | 2025-01-01
210568100 | Durastar | DRA1H18S1A | DRAW18F1B | 13 | 22 | 10.6 | Yes | Both | 4 | 700 | 900 | 150 | 350 | 2025-01-01
210568101 | Durastar | DRA1H24S1A | DRAW24F1B | 12.5 | 22.3 | 10.3 | Yes | Both | 4 | 700 | 900 | 150 | 350 | 2025-01-01
210568102 | Durastar | DRA1U09S1B | DRAL06F1A | 14.5 | 22 | 10.8 | Yes | Both | 4 | 700 | 900 | 150 | 350 | 2025-01-01
210568103 | Durastar | DRA1H09S1A | DRAL09F1A | 13 | 24 | 12.4 | Yes | Both | 4 | 700 | 900 | 150 | 350 | 2025-01-01
210568104 | Durastar | DRA1H12S1A | DRAL12F1A | 13 | 23 | 10 | Yes | Both | 4 | 700 | 900 | 150 | 350 | 2025-01-01
210568105 | Durastar | DRA1H18S1A | DRAL18F1A | 12.5 | 19.8 | 11.2 | Yes | Both | 4 | 700 | 900 | 150 | 350 | 2025-01-01
210568106 | Durastar | DRA1U09S1B | DRAL09F1A | 13 | 22.5 | 11.5 | Yes | Both | 4 | 700 | 900 | 150 | 350 | 2025-01-01
210568107 | Durastar | DRA1U12S1B | DRAL12F1A | 12.6 | 22 | 9.8 | Yes | No | 3 | 600 | 800 | 150 | 350 | 2025-01-01
210568108 | Durastar | DRA1U18S1B | DRAL18F1A | 12.5 | 21.8 | 10.7 | Yes | No | 4 | 700 | 900 | 150 | 350 | 2025-01-01
210568109 | Durastar | DRA1H12S1A | DRAS12F1C | 13.3 | 24.2 | 10.7 | Yes | Both | 4 | 700 | 900 | 150 | 350 | 2025-01-01
210568110 | Durastar | DRA1U12S1B | DRAS12F1C | 13 | 25 | 11 | Yes | Both | 4 | 700 | 900 | 150 | 350 | 2025-01-01
210568111 | Durastar | DRA1H09S1A | DRAC09F1A | 13 | 20.5 | 10.3 | Yes | Both | 4 | 700 | 900 | 150 | 350 | 2025-01-01
210568112 | Durastar | DRA1H12S1A | DRAC12F1A | 12.7 | 22.3 | 10.2 | Yes | Both | 4 | 700 | 900 | 150 | 350 | 2025-01-01
210568113 | Durastar | DRA1H18S1A | DRAC18F1A | 12.5 | 20 | 9.5 | Yes | Both | 3 | 600 | 800 | 150 | 350 | 2025-01-01
210568114 | Durastar | DRA1H24S1A | DRAC24F1B | 11 | 20.5 | 11.5 | Yes | Both | 4 | 700 | 900 | 150 | 350 | 2025-01-01
210568115 | Durastar | DRA1H09S1A | DRAD09F1A | 13.2 | 20.2 | 12 | Yes | Both | 4 | 700 | 900 | 150 | 350 | 2025-01-01
210568116 | Durastar | DRA1H12S1A | DRAD12F1A | 11.7 | 19.5 | 10 | Yes | Both | 4 | 700 | 900 | 150 | 350 | 2025-01-01
210568117 | Durastar | DRA1H18S1A | DRAD18F1A | 11.7 | 18 | 9.5 | Yes | Both | 3 | 600 | 800 | 150 | 350 | 2025-01-01
210568118 | Durastar | DRA1H24S1A | DRAD24F1A | 12 | 19.2 | 10.5 | Yes | Both | 4 | 700 | 900 | 150 | 350 | 2025-01-01
210568119 | Durastar | DRA1H18S1A | DRAF18F1A | 12.5 | 20.5 | 9.8 | Yes | Both | 3 | 600 | 800 | 150 | 350 | 2025-01-01
210568120 | Durastar | DRA1H24S1A | DRAF24F1A | 11.7 | 20.5 | 11 | Yes | Both | 4 | 700 | 900 | 150 | 350 | 2025-01-01
213828440 | E COLD | ECOLD-C27-MS-G0001 |  | 11.7 | 21 | 9.2 | No | N/A | 3 | 600 | 800 | 150 | 350 | 2025-01-01
213828443 | E COLD | ECOLD-C36-MS-G0001 |  | 11 | 20 | 9.2 | No | N/A | 3 | 600 | 800 | 150 | 350 | 2025-01-01
213828446 | E COLD | ECOLD-C48-MS-G0001 |  | 10.8 | 20.5 | 9.7 | No | N/A | 3 | 600 | 800 | 150 | 350 | 2025-01-01
213828449 | E COLD | ECOLD-C55-MS-G0001 |  | 10.5 | 19 | 8.6 | No | N/A | 2 | 500 | 700 | 100 | 300 | 2025-01-01
213828445 | E COLD | ECOLD-C48-MS-G0001 |  | 11 | 21.1 | 9.5 | No | N/A | 3 | 600 | 800 | 150 | 350 | 2025-01-01
213828448 | E COLD | ECOLD-C55-MS-G0001 |  | 10.5 | 20.2 | 9.6 | No | N/A | 3 | 600 | 800 | 150 | 350 | 2025-01-01
213828439 | E COLD | ECOLD-C27-MS-G0001 |  | 12.2 | 23.5 | 9.2 | No | N/A | 3 | 600 | 800 | 150 | 350 | 2025-01-01
213828442 | E COLD | ECOLD-C36-MS-G0001 |  | 10.6 | 23.1 | 9.6 | No | N/A | 3 | 600 | 800 | 150 | 350 | 2025-01-01
213828441 | E COLD | ECOLD-C27-MS-G0001 |  | 11.95 | 22.25 | 9.2 | No | N/A | 3 | 600 | 800 | 150 | 350 | 2025-01-01
213828450 | E COLD | ECOLD-C55-MS-G0001 |  | 10.5 | 19.6 | 9.1 | No | N/A | 3 | 600 | 800 | 150 | 350 | 2025-01-01
213828447 | E COLD | ECOLD-C48-MS-G0001 |  | 10.9 | 20.8 | 9.6 | No | N/A | 3 | 600 | 800 | 150 | 350 | 2025-01-01
213828444 | E COLD | ECOLD-C36-MS-G0001 |  | 10.8 | 21.55 | 9.4 | No | N/A | 3 | 600 | 800 | 150 | 350 | 2025-01-01
213350761 | E·COLD | ECOLD-C55-MS-G0001 |  | 10.5 | 19 | 8.6 | No | N/A | 2 | 500 | 700 | 100 | 300 | 2025-01-01
213350752 | E·COLD | ECOLD-C27-MS-G0001 |  | 11.7 | 21 | 9.2 | No | N/A | 3 | 600 | 800 | 150 | 350 | 2025-01-01
213350755 | E·COLD | ECOLD-C36-MS-G0001 |  | 11 | 20 | 9.2 | No | N/A | 3 | 600 | 800 | 150 | 350 | 2025-01-01
213350758 | E·COLD | ECOLD-C48-MS-G0001 |  | 10.8 | 20.5 | 9.7 | No | N/A | 3 | 600 | 800 | 150 | 350 | 2025-01-01
213350751 | E·COLD | ECOLD-C27-MS-G0001 |  | 12.2 | 23.5 | 9.2 | No | N/A | 3 | 600 | 800 | 150 | 350 | 2025-01-01
213350754 | E·COLD | ECOLD-C36-MS-G0001 |  | 10.6 | 23.1 | 9.6 | No | N/A | 3 | 600 | 800 | 150 | 350 | 2025-01-01
213350757 | E·COLD | ECOLD-C48-MS-G0001 |  | 11 | 21.1 | 9.5 | No | N/A | 3 | 600 | 800 | 150 | 350 | 2025-01-01
213350760 | E·COLD | ECOLD-C55-MS-G0001 |  | 10.5 | 20.2 | 9.6 | No | N/A | 3 | 600 | 800 | 150 | 350 | 2025-01-01
213350762 | E·COLD | ECOLD-C55-MS-G0001 |  | 10.5 | 19.6 | 9.1 | No | N/A | 3 | 600 | 800 | 150 | 350 | 2025-01-01
213350753 | E·COLD | ECOLD-C27-MS-G0001 |  | 11.95 | 22.25 | 9.2 | No | N/A | 3 | 600 | 800 | 150 | 350 | 2025-01-01
213350759 | E·COLD | ECOLD-C48-MS-G0001 |  | 10.9 | 20.8 | 9.6 | No | N/A | 3 | 600 | 800 | 150 | 350 | 2025-01-01
213350756 | E·COLD | ECOLD-C36-MS-G0001 |  | 10.8 | 21.55 | 9.4 | No | N/A | 3 | 600 | 800 | 150 | 350 | 2025-01-01
210586152 | ECO AC | EMH-2O18BBH |  | 12 | 19 | 9.3 | Yes | Both | 3 | 600 | 800 | 150 | 350 | 2025-01-01
210586155 | ECO AC | EMH-3O27BBH |  | 11.7 | 20 | 9.5 | Yes | Both | 3 | 600 | 800 | 150 | 350 | 2025-01-01
210586158 | ECO AC | EMH-4O36BBH |  | 11.7 | 19 | 10 | Yes | No | 4 | 700 | 900 | 150 | 350 | 2025-01-01
213088007 | ECO AC | EMH-5O48BBH |  | 11.7 | 20.9 | 9 | Yes | Both | 3 | 600 | 800 | 150 | 350 | 2025-01-01
206902029 | ECO AC | EMH-2O18BA |  | 11.7 | 18.3 | 9 | Yes | No | 3 | 600 | 800 | 150 | 350 | 2025-01-01
206902031 | ECO AC | EMH-3O27BA |  | 11 | 20 | 8.5 | No | N/A | 2 | 500 | 700 | 100 | 300 | 2025-01-01
206902033 | ECO AC | EMH-4O36BA |  | 10 | 18.5 | 8.7 | No | N/A | 2 | 500 | 700 | 100 | 300 | 2025-01-01
207825505 | ECO AC | EMH-4O36BB |  | 11 | 20 | 9.2 | No | N/A | 3 | 600 | 800 | 150 | 350 | 2025-01-01
207825499 | ECO AC | EMH-2O18BB |  | 12 | 19 | 9.8 | Yes | Both | 3 | 600 | 800 | 150 | 350 | 2025-01-01
207825502 | ECO AC | EMH-3O27BB |  | 11.7 | 21 | 9.2 | Yes | No | 3 | 600 | 800 | 150 | 350 | 2025-01-01
216772339 | ECO AC | EMH-2O18KBB |  | 12 | 21 | 10 | Yes | Both | 4 | 700 | 900 | 150 | 350 | 2025-01-01
216772340 | ECO AC | EMH-3O24KBB |  | 13.3 | 21 | 10 | Yes | Both | 4 | 700 | 900 | 150 | 350 | 2025-01-01
216772341 | ECO AC | EMH-4O30KBB |  | 13.6 | 21 | 10 | Yes | Both | 4 | 700 | 900 | 150 | 350 | 2025-01-01
216772342 | ECO AC | EMH-4O36KBB |  | 12 | 21 | 10 | Yes | Both | 4 | 700 | 900 | 150 | 350 | 2025-01-01
216772343 | ECO AC | EMH-5O42KBB |  | 13 | 21 | 10 | Yes | Both | 4 | 700 | 900 | 150 | 350 | 2025-01-01
216772344 | ECO AC | EMH-*O48KBB |  | 12 | 21 | 10 | Yes | Both | 4 | 700 | 900 | 150 | 350 | 2025-01-01
207825501 | ECO AC | EMH-3O27BB |  | 12.2 | 23.5 | 9.2 | Yes | No | 3 | 600 | 800 | 150 | 350 | 2025-01-01
207825504 | ECO AC | EMH-4O36BB |  | 10.6 | 23.1 | 9.6 | No | N/A | 3 | 600 | 800 | 150 | 350 | 2025-01-01
207825498 | ECO AC | EMH-2O18BB |  | 12.5 | 21 | 10.2 | Yes | No | 4 | 700 | 900 | 150 | 350 | 2025-01-01
206902028 | ECO AC | EMH-2O18BA |  | 11.7 | 20.5 | 8.9 | Yes | No | 2 | 500 | 700 | 100 | 300 | 2025-01-01
206902032 | ECO AC | EMH-4O36BA |  | 10.8 | 22.5 | 9.2 | No | N/A | 3 | 600 | 800 | 150 | 350 | 2025-01-01
206902030 | ECO AC | EMH-3O27BA |  | 12 | 22 | 8.9 | Yes | Both | 2 | 500 | 700 | 100 | 300 | 2025-01-01
215420702 | ECO AC | EMH-4O36KBA |  | 12 | 21 | 10 | No | N/A | 4 | 700 | 900 | 150 | 350 | 2025-01-01
215420703 | ECO AC | EMH-5O42KBA |  | 12 | 21 | 10 | No | N/A | 4 | 700 | 900 | 150 | 350 | 2025-01-01
215420704 | ECO AC | EMH-2O18KBA |  | 12 | 21 | 10 | No | N/A | 4 | 700 | 900 | 150 | 350 | 2025-01-01
215420705 | ECO AC | EMH-3O24KBA |  | 12.5 | 21 | 10 | No | N/A | 4 | 700 | 900 | 150 | 350 | 2025-01-01
215420706 | ECO AC | EMH-4O30KBA |  | 12.5 | 21 | 10 | No | N/A | 4 | 700 | 900 | 150 | 350 | 2025-01-01
213088006 | ECO AC | EMH-5O48BBH |  | 11 | 21.2 | 10 | Yes | Both | 4 | 700 | 900 | 150 | 350 | 2025-01-01
210586157 | ECO AC | EMH-4O36BBH |  | 12.5 | 20 | 9.7 | Yes | Both | 3 | 600 | 800 | 150 | 350 | 2025-01-01
210586151 | ECO AC | EMH-2O18BBH |  | 12.5 | 20.5 | 9 | Yes | Both | 3 | 600 | 800 | 150 | 350 | 2025-01-01
210586154 | ECO AC | EMH-3O27BBH |  | 11.8 | 22.6 | 9.8 | Yes | Both | 3 | 600 | 800 | 150 | 350 | 2025-01-01
210586153 | ECO AC | EMH-2O18BBH |  | 12.25 | 19.75 | 9.15 | Yes | Both | 3 | 600 | 800 | 150 | 350 | 2025-01-01
210586156 | ECO AC | EMH-3O27BBH |  | 11.75 | 21.3 | 9.65 | Yes | Both | 3 | 600 | 800 | 150 | 350 | 2025-01-01
210586159 | ECO AC | EMH-4O36BBH |  | 12.1 | 19.5 | 9.85 | Yes | Both | 3 | 600 | 800 | 150 | 350 | 2025-01-01
213088008 | ECO AC | EMH-5O48BBH |  | 11.35 | 21.05 | 9.4 | Yes | Both | 3 | 600 | 800 | 150 | 350 | 2025-01-01
215420712 | ECO AC | EMH-2O18KBA |  | 11.5 | 18.5 | 9 | No | N/A | 3 | 600 | 800 | 150 | 350 | 2025-01-01
215420713 | ECO AC | EMH-3O24KBA |  | 11.75 | 18.5 | 9 | No | N/A | 3 | 600 | 800 | 150 | 350 | 2025-01-01
215420714 | ECO AC | EMH-4O30KBA |  | 11.75 | 18.5 | 9 | No | N/A | 3 | 600 | 800 | 150 | 350 | 2025-01-01
215420715 | ECO AC | EMH-4O36KBA |  | 11.5 | 18.5 | 9 | No | N/A | 3 | 600 | 800 | 150 | 350 | 2025-01-01
215420716 | ECO AC | EMH-5O42KBA |  | 11.5 | 18.5 | 9 | No | N/A | 3 | 600 | 800 | 150 | 350 | 2025-01-01
207825500 | ECO AC | EMH-2O18BB |  | 12.25 | 20 | 10 | Yes | No | 4 | 700 | 900 | 150 | 350 | 2025-01-01
207825503 | ECO AC | EMH-3O27BB |  | 11.95 | 22.25 | 9.2 | Yes | No | 3 | 600 | 800 | 150 | 350 | 2025-01-01
207825506 | ECO AC | EMH-4O36BB |  | 10.8 | 21.55 | 9.4 | No | N/A | 3 | 600 | 800 | 150 | 350 | 2025-01-01
216772325 | ECO AC | EHP-O24KBB | EHP-W24KBB | 13.95 | 27 | 10 | Yes | Both | 4 | 700 | 900 | 150 | 350 | 2025-01-01
216772326 | ECO AC | EHP-O18KBB | EHP-W18KBB | 14.3 | 27.5 | 10 | Yes | Yes | 4 | 700 | 900 | 150 | 350 | 2025-01-01
216772327 | ECO AC | EHP-O12KBB | EHP-W12KBB | 15.2 | 28 | 10 | Yes | Both | 4 | 700 | 900 | 150 | 350 | 2025-01-01
216772328 | ECO AC | EHP-O09KBB | EHP-W09KBB | 16.8 | 30 | 11.2 | Yes | Both | 4 | 700 | 900 | 150 | 350 | 2025-01-01
216772329 | ECO AC | EHH-O24KBB | EHH-W24KBB | 12 | 23.5 | 9 | Yes | Both | 3 | 600 | 800 | 150 | 350 | 2025-01-01
216772330 | ECO AC | EHH-O12KBB | EHH-W12KBB | 13 | 24.5 | 9.5 | Yes | Both | 3 | 600 | 800 | 150 | 350 | 2025-01-01
216772331 | ECO AC | EHH-O18KBB | EHH-W18KBB | 13.65 | 24.5 | 9 | Yes | Both | 3 | 600 | 800 | 150 | 350 | 2025-01-01
216772332 | ECO AC | EHH-O09KBB | EHH-W09KBB | 15 | 26 | 10.4 | Yes | Both | 4 | 700 | 900 | 150 | 350 | 2025-01-01
216772333 | ECO AC | EHS-O36KBB | EHS-W36KBB | 10.6 | 21 | 8.5 | Yes | Yes | 2 | 500 | 700 | 100 | 300 | 2025-01-01
216772334 | ECO AC | EHS-O30KBB | EHS-W30KBB | 10.9 | 22 | 9 | No | N/A | 3 | 600 | 800 | 150 | 350 | 2025-01-01
216772335 | ECO AC | EHS-O24KBB | EHS-W24KBB | 11.9 | 19 | 8.5 | No | N/A | 2 | 500 | 700 | 100 | 300 | 2025-01-01
216772336 | ECO AC | EHS-O18KBB | EHS-W18KBB | 12.35 | 20 | 8.5 | No | N/A | 2 | 500 | 700 | 100 | 300 | 2025-01-01
216772337 | ECO AC | EHS-O12KBB | EHS-W12KBB | 9.75 | 19 | 8.5 | No | N/A | 2 | 500 | 700 | 100 | 300 | 2025-01-01
216772338 | ECO AC | EHS-O09KBB | EHS-W09KBB | 12.5 | 20.5 | 8.8 | No | N/A | 2 | 500 | 700 | 100 | 300 | 2025-01-01
207826044 | ECO AC | EHS-O09BB | EHS-W09BB | 12.6 | 21.7 | 9.1 | Yes | No | 3 | 600 | 800 | 150 | 350 | 2025-01-01
207826045 | ECO AC | EHH-O09BB | EHH-W09BB | 14 | 24 | 11.4 | Yes | Both | 4 | 700 | 900 | 150 | 350 | 2025-01-01
207826046 | ECO AC | EHH-O09BB | EHH-D09BA | 12.5 | 19.2 | 10.2 | Yes | Both | 4 | 700 | 900 | 150 | 350 | 2025-01-01
207825487 | ECO AC | EHS-O9BB | EHS-W09BB | 12.6 | 21.7 | 9.1 | Yes | No | 3 | 600 | 800 | 150 | 350 | 2025-01-01
207825488 | ECO AC | EHS-O12BB | EHS-W12BB | 10.8 | 21.4 | 9.1 | No | N/A | 3 | 600 | 800 | 150 | 350 | 2025-01-01
207825489 | ECO AC | EHS-O18BB | EHS-W18BB | 10.5 | 19 | 8.7 | No | N/A | 2 | 500 | 700 | 100 | 300 | 2025-01-01
207825490 | ECO AC | EHH-O9BB | EHH-W09BB | 14 | 24 | 11.4 | Yes | Both | 4 | 700 | 900 | 150 | 350 | 2025-01-01
207825491 | ECO AC | EHH-O12BB | EHH-W12BB | 12.5 | 23.1 | 9.3 | Yes | No | 3 | 600 | 800 | 150 | 350 | 2025-01-01
207825492 | ECO AC | EHH-O18BB | EHH-W18BB | 13.5 | 23.7 | 10.3 | Yes | Both | 4 | 700 | 900 | 150 | 350 | 2025-01-01
207825493 | ECO AC | EHH-O24BB | EHH-W24BB | 12.5 | 21 | 9 | Yes | No | 3 | 600 | 800 | 150 | 350 | 2025-01-01
207825494 | ECO AC | EHH-O9BB | EHH-D09BA | 12.5 | 19.2 | 10.2 | Yes | Both | 4 | 700 | 900 | 150 | 350 | 2025-01-01
207825495 | ECO AC | EHH-O12BB | EHH-D12BA | 11.7 | 19 | 10.3 | Yes | Both | 4 | 700 | 900 | 150 | 350 | 2025-01-01
207825496 | ECO AC | EHH-O18BB | EHH-D18BA | 12.5 | 20 | 10.6 | Yes | No | 4 | 700 | 900 | 150 | 350 | 2025-01-01
207825497 | ECO AC | EHH-O24BB | EHH-D24BA | 12.5 | 19 | 11.2 | Yes | Both | 4 | 700 | 900 | 150 | 350 | 2025-01-01
206902020 | ECO AC | EHS-O18BA | EHS-W18BA | 11 | 18.7 | 8.1 | No | N/A | 1 | 400 | 600 | 100 | 300 | 2025-01-01
206902021 | ECO AC | EHH-O09BA | EHH-W09BA | 14 | 21.2 | 9.9 | Yes | No | 3 | 600 | 800 | 150 | 350 | 2025-01-01
206902022 | ECO AC | EHH-O12BA | EHH-W12BA | 13 | 21.3 | 8.4 | Yes | No | 1 | 400 | 600 | 100 | 300 | 2025-01-01
206902023 | ECO AC | EHH-O18BA | EHH-W18BA | 13 | 19.9 | 8.1 | Yes | No | 1 | 400 | 600 | 100 | 300 | 2025-01-01
206902024 | ECO AC | EHH-O09BA | EHH-D09BA | 12.1 | 18.7 | 9.8 | Yes | Both | 3 | 600 | 800 | 150 | 350 | 2025-01-01
206902025 | ECO AC | EHH-O12BA | EHH-D12BA | 11.7 | 19 | 10 | Yes | Both | 4 | 700 | 900 | 150 | 350 | 2025-01-01
206902026 | ECO AC | EHH-O18BA | EHH-D18BA | 11.7 | 18.5 | 9.2 | Yes | No | 3 | 600 | 800 | 150 | 350 | 2025-01-01
206902027 | ECO AC | EHH-O24BA | EHH-D24BA | 12.5 | 19 | 11.2 | Yes | Both | 4 | 700 | 900 | 150 | 350 | 2025-01-01
215416008 | ECO AC | EHH-O30KBA | EHH-W30KBA | 11.25 | 20 | 8.5 | No | N/A | 2 | 500 | 700 | 100 | 300 | 2025-01-01
215416009 | ECO AC | EHH-O36KBA | EHH-W36KBA | 10.5 | 20 | 8.5 | No | N/A | 2 | 500 | 700 | 100 | 300 | 2025-01-01
215416010 | ECO AC | EHP-O18KBA | EHP-W18KBA | 13.5 | 22 | 10 | Yes | Yes | 4 | 700 | 900 | 150 | 350 | 2025-01-01
215416011 | ECO AC | EHP-O24KBA | EHP-W24KBA | 13 | 21.5 | 9.5 | Yes | Yes | 3 | 600 | 800 | 150 | 350 | 2025-01-01
215416012 | ECO AC | EHP-O12KBA | EHP-W12KBA | 14 | 24 | 8.5 | Yes | Yes | 2 | 500 | 700 | 100 | 300 | 2025-01-01
215416013 | ECO AC | EHP-O09KBA | EHP-W09KBA | 16.6 | 27 | 11 | Yes | Both | 4 | 700 | 900 | 150 | 350 | 2025-01-01
215416025 | ECO AC | EHH-O12KBA | EHH-W12KBA | 12.5 | 24 | 9 | Yes | Yes | 3 | 600 | 800 | 150 | 350 | 2025-01-01
215416026 | ECO AC | EHH-O24KBA | EHH-D24KBA | 12.7 | 20 | 9 | No | N/A | 3 | 600 | 800 | 150 | 350 | 2025-01-01
215416027 | ECO AC | EHH-O09KBA | EHH-W09KBA | 14.7 | 25.5 | 10.2 | Yes | Both | 4 | 700 | 900 | 150 | 350 | 2025-01-01
215416028 | ECO AC | EHH-O24KBA | EHH-W24KBA | 13.1 | 24.5 | 9.5 | Yes | No | 3 | 600 | 800 | 150 | 350 | 2025-01-01
215416029 | ECO AC | EHH-O12KBA | EHH-D12KBA | 11.8 | 20 | 8.5 | No | N/A | 2 | 500 | 700 | 100 | 300 | 2025-01-01
215416030 | ECO AC | EHH-O09KBA | EHH-D09KBA | 13.45 | 21 | 9 | No | N/A | 3 | 600 | 800 | 150 | 350 | 2025-01-01
215416031 | ECO AC | EHH-O18KBA | EHH-W18KBA | 12.5 | 23 | 8.5 | Yes | Yes | 2 | 500 | 700 | 100 | 300 | 2025-01-01
215416032 | ECO AC | EHH-O18KBA | EHH-D18KBA | 12.5 | 20 | 8.5 | No | N/A | 2 | 500 | 700 | 100 | 300 | 2025-01-01
215420717 | ECO AC | EHS-O24KBA | EHS-W24KBA | 11.6 | 18 | 8.5 | No | N/A | 2 | 500 | 700 | 100 | 300 | 2025-01-01
215420718 | ECO AC | EHS-O18KBA | EHS-W18KBA | 10.05 | 17.5 | 8.5 | No | N/A | 2 | 500 | 700 | 100 | 300 | 2025-01-01
215420719 | ECO AC | EHS-O12KBA | EHS-W12KBA | 8.7 | 17.5 | 8.5 | No | N/A | 2 | 500 | 700 | 100 | 300 | 2025-01-01
215420720 | ECO AC | EHS-O09KBA | EHS-W09KBA | 11.3 | 19.5 | 8.8 | No | N/A | 2 | 500 | 700 | 100 | 300 | 2025-01-01
214232432 | ECO AC | EHP-O09BB | EHP-W09BB | 15.8 | 26.4 | 11.6 | Yes | Both | 4 | 700 | 900 | 150 | 350 | 2025-01-01
214232433 | ECO AC | EHP-O12BB | EHP-W12BB | 13 | 23.1 | 10.5 | Yes | Both | 4 | 700 | 900 | 150 | 350 | 2025-01-01
214232434 | ECO AC | EHP-O18BB | EHP-W18BB | 13 | 22 | 10.6 | Yes | Both | 4 | 700 | 900 | 150 | 350 | 2025-01-01
214232435 | ECO AC | EHP-O24BB | EHP-W24BB | 12.5 | 22.3 | 10.3 | Yes | Both | 4 | 700 | 900 | 150 | 350 | 2025-01-01
213082095 | ECO AC | EHS-O30BB | EHS-W30BB | 10.5 | 18.6 | 8.7 | No | N/A | 2 | 500 | 700 | 100 | 300 | 2025-01-01
213082103 | ECO AC | EHH-O48BB | EHH-C48BC | 9.5 | 18.5 | 9.8 | No | N/A | 3 | 600 | 800 | 150 | 350 | 2025-01-01
210586145 | ECO AC | EHS-O24BB | EHS-W24BB | 9 | 18 | 8.6 | No | N/A | 2 | 500 | 700 | 100 | 300 | 2025-01-01
210586146 | ECO AC | EHH-O09BB | EHH-C09BA | 13 | 20 | 10 | Yes | Both | 4 | 700 | 900 | 150 | 350 | 2025-01-01
210586147 | ECO AC | EHH-O12BB | EHH-C12BA | 14 | 22.7 | 10 | Yes | No | 4 | 700 | 900 | 150 | 350 | 2025-01-01
210586148 | ECO AC | EHH-O18BB | EHH-C18BA | 12.5 | 20.5 | 10.5 | Yes | No | 4 | 700 | 900 | 150 | 350 | 2025-01-01
210586150 | ECO AC | EHH-O36BB | EHH-D36BA | 8.8 | 15.8 | 8.8 | No | N/A | 2 | 500 | 700 | 100 | 300 | 2025-01-01
209319648 | ECO AIR | M5OG-48HFN1-M-[X] |  | 11.7 | 20.9 | 9 | Yes | Both | 3 | 600 | 800 | 150 | 350 | 2025-01-01
209319636 | ECO AIR | M5OA-55HFN1-M |  | 10.5 | 19 | 8.6 | No | N/A | 2 | 500 | 700 | 100 | 300 | 2025-01-01
201810368 | ECO AIR | M2OF-18HFN1-M |  | 11.7 | 18.3 | 9 | Yes | No | 3 | 600 | 800 | 150 | 350 | 2025-01-01
201810369 | ECO AIR | M3OF-27HFN1-M |  | 11 | 20 | 8.5 | No | N/A | 2 | 500 | 700 | 100 | 300 | 2025-01-01
201810370 | ECO AIR | M4OF-36HFN1-M |  | 10 | 18.5 | 8.7 | No | N/A | 2 | 500 | 700 | 100 | 300 | 2025-01-01
201810371 | ECO AIR | M5OF-48HFN1-M |  | 10.1 | 18.3 | 9.6 | No | N/A | 3 | 600 | 800 | 150 | 350 | 2025-01-01
209319639 | ECO AIR | M2OI-18HFN1-M |  | 12 | 19 | 9.3 | Yes | Both | 3 | 600 | 800 | 150 | 350 | 2025-01-01
209319642 | ECO AIR | M3OI-28HFN1-M |  | 11.7 | 20 | 9.5 | Yes | Both | 3 | 600 | 800 | 150 | 350 | 2025-01-01
209319645 | ECO AIR | M4OI-36HFN1-M |  | 11.7 | 19 | 10 | Yes | No | 4 | 700 | 900 | 150 | 350 | 2025-01-01
209319651 | ECO AIR | M5OA-55HFN1-M-[X] |  | 10.5 | 18.8 | 9.3 | Yes | Yes | 3 | 600 | 800 | 150 | 350 | 2025-01-01
209319644 | ECO AIR | M4OI-36HFN1-M |  | 13.6 | 22.2 | 10.3 | Yes | Both | 4 | 700 | 900 | 150 | 350 | 2025-01-01
209319650 | ECO AIR | M5OA-55HFN1-M-[X] |  | 10.5 | 22 | 9.5 | Yes | Yes | 3 | 600 | 800 | 150 | 350 | 2025-01-01
209319638 | ECO AIR | M2OI-18HFN1-M |  | 12.5 | 22 | 9.8 | Yes | Both | 3 | 600 | 800 | 150 | 350 | 2025-01-01
209319641 | ECO AIR | M3OI-28HFN1-M |  | 12.5 | 23 | 10.6 | Yes | Both | 4 | 700 | 900 | 150 | 350 | 2025-01-01
201763893 | ECO AIR | M2OF-18HFN1-M |  | 11.7 | 20.5 | 8.9 | Yes | No | 2 | 500 | 700 | 100 | 300 | 2025-01-01
201763894 | ECO AIR | M3OF-27HFN1-M |  | 12 | 22 | 8.9 | Yes | Both | 2 | 500 | 700 | 100 | 300 | 2025-01-01
201763895 | ECO AIR | M4OF-36HFN1-M |  | 10.8 | 22.5 | 9.2 | No | N/A | 3 | 600 | 800 | 150 | 350 | 2025-01-01
201763896 | ECO AIR | M5OF-48HFN1-M |  | 11.6 | 21.5 | 8.7 | No | N/A | 2 | 500 | 700 | 100 | 300 | 2025-01-01
209319635 | ECO AIR | M5OA-55HFN1-M |  | 10.5 | 21.3 | 9.1 | No | N/A | 3 | 600 | 800 | 150 | 350 | 2025-01-01
209319647 | ECO AIR | M5OG-48HFN1-M-[X] |  | 11.7 | 21.8 | 9.8 | Yes | Both | 3 | 600 | 800 | 150 | 350 | 2025-01-01
209319637 | ECO AIR | M5OA-55HFN1-M |  | 10.5 | 20.15 | 8.85 | No | N/A | 2 | 500 | 700 | 100 | 300 | 2025-01-01
209319640 | ECO AIR | M2OI-18HFN1-M |  | 12.25 | 20.5 | 9.55 | Yes | Both | 3 | 600 | 800 | 150 | 350 | 2025-01-01
209319643 | ECO AIR | M3OI-28HFN1-M |  | 12.1 | 21.5 | 10.05 | Yes | Both | 4 | 700 | 900 | 150 | 350 | 2025-01-01
209319646 | ECO AIR | M4OI-36HFN1-M |  | 12.65 | 20.6 | 10.15 | Yes | Both | 4 | 700 | 900 | 150 | 350 | 2025-01-01
209319649 | ECO AIR | M5OG-48HFN1-M-[X] |  | 11.7 | 21.35 | 9.4 | Yes | Both | 3 | 600 | 800 | 150 | 350 | 2025-01-01
209319652 | ECO AIR | M5OA-55HFN1-M-[X] |  | 10.5 | 20.4 | 9.4 | Yes | Yes | 3 | 600 | 800 | 150 | 350 | 2025-01-01
203401057 | ECO AIR | MOB30-12HFN1-MT0W | MSABB-12HRFN1-MT0W | 13 | 21.3 | 8.4 | Yes | No | 1 | 400 | 600 | 100 | 300 | 2025-01-01
203401059 | ECO AIR | MOCA31-18HFN1-MT0W | MSABE-18HRFN1-MT0W | 13 | 19.9 | 8.1 | Yes | No | 1 | 400 | 600 | 100 | 300 | 2025-01-01
203401064 | ECO AIR | MOBA30-12HFN1-MP0W | MSAEB-12HRFN1-MQ0W | 11.2 | 19.8 | 8.1 | No | N/A | 1 | 400 | 600 | 100 | 300 | 2025-01-01
203401065 | ECO AIR | MOB30-18HFN1-MP0W | MSAEC-18HRDN1-MP0W | 11.2 | 18.1 | 8.3 | No | N/A | 1 | 400 | 600 | 100 | 300 | 2025-01-01
203401067 | ECO AIR | MOBA30-09HFN1-BS0W | MSABA-09HRFN1-BS0W | 11.5 | 18.9 | 8.1 | No | N/A | 1 | 400 | 600 | 100 | 300 | 2025-01-01
203401068 | ECO AIR | MOBA30-09HFN1-MS0W | MSABA-09HRFN1-MS0W | 11 | 18 | 9.1 | No | N/A | 3 | 600 | 800 | 150 | 350 | 2025-01-01
203401069 | ECO AIR | MOB30-12HFN1-BS0W | MSABB-12HRFN1-BS0W | 10.5 | 19 | 8.3 | No | N/A | 1 | 400 | 600 | 100 | 300 | 2025-01-01
203401071 | ECO AIR | MOB30-18HFN1-MS0W | MSABD-18HRFN1-MS0W | 11 | 18.7 | 8.1 | No | N/A | 1 | 400 | 600 | 100 | 300 | 2025-01-01
202534926 | ECO AIR | MOCA31-18HFN1-MT0W | MSABE-18HRFN1-MT0W | 13 | 19.9 | 8.1 | Yes | No | 1 | 400 | 600 | 100 | 300 | 2025-01-01
201763886 | ECO AIR | MOB30-12HFN1-MT0W | MSABB-12HRFN1-MT0W | 13 | 21.3 | 8.4 | Yes | No | 1 | 400 | 600 | 100 | 300 | 2025-01-01
213307916 | ECO-AIR | M4OX630-36HFN1-M1X |  | 12 | 19.4 | 10 | Yes | Both | 4 | 700 | 900 | 150 | 350 | 2025-01-01
216759986 | ECO-AIR | EDMO-18E |  | 12 | 20 | 10 | Yes | Both | 4 | 700 | 900 | 150 | 350 | 2025-01-01
216759989 | ECO-AIR | EDMO-27E |  | 12 | 21 | 9 | Yes | Both | 3 | 600 | 800 | 150 | 350 | 2025-01-01
216759992 | ECO-AIR | EDMO-36E |  | 11.7 | 20 | 9.2 | Yes | Both | 3 | 600 | 800 | 150 | 350 | 2025-01-01
216759995 | ECO-AIR | EDMO-48E |  | 12 | 20.4 | 10.6 | Yes | Both | 4 | 700 | 900 | 150 | 350 | 2025-01-01
216759998 | ECO-AIR | EDMO-60E |  | 10 | 18 | 9.2 | No | N/A | 3 | 600 | 800 | 150 | 350 | 2025-01-01
216760001 | ECO-AIR | EDMO-18H |  | 13 | 20 | 10 | Yes | Both | 4 | 700 | 900 | 150 | 350 | 2025-01-01
216760004 | ECO-AIR | EDMO-27H |  | 12 | 19 | 9.5 | Yes | Both | 3 | 600 | 800 | 150 | 350 | 2025-01-01
216760007 | ECO-AIR | EDMO-36H |  | 12 | 19.4 | 10.4 | Yes | Both | 4 | 700 | 900 | 150 | 350 | 2025-01-01
216760013 | ECO-AIR | EDMO-53H |  | 11.7 | 20 | 10.7 | Yes | Both | 4 | 700 | 900 | 150 | 350 | 2025-01-01
216760010 | ECO-AIR | EDMO-48H |  | 11.7 | 20.4 | 11 | Yes | Both | 4 | 700 | 900 | 150 | 350 | 2025-01-01
208121869 | ECO-AIR | M2OA-18HFN1-M |  | 12 | 19 | 9.8 | Yes | Both | 3 | 600 | 800 | 150 | 350 | 2025-01-01
208121872 | ECO-AIR | M3OJ-27HFN1-M |  | 11.7 | 21 | 9.2 | Yes | No | 3 | 600 | 800 | 150 | 350 | 2025-01-01
208121878 | ECO-AIR | M5OG-48HFN1-M |  | 10.8 | 20.5 | 9.7 | No | N/A | 3 | 600 | 800 | 150 | 350 | 2025-01-01
208121875 | ECO-AIR | M4OG-36HFN1-M |  | 11 | 20 | 9.2 | No | N/A | 3 | 600 | 800 | 150 | 350 | 2025-01-01
208121877 | ECO-AIR | M5OG-48HFN1-M |  | 12.5 | 23.4 | 8.7 | Yes | No | 2 | 500 | 700 | 100 | 300 | 2025-01-01
208121871 | ECO-AIR | M3OJ-27HFN1-M |  | 12.7 | 24.6 | 9.5 | Yes | No | 3 | 600 | 800 | 150 | 350 | 2025-01-01
208121874 | ECO-AIR | M4OG-36HFN1-M |  | 11.7 | 23.9 | 9.5 | Yes | No | 3 | 600 | 800 | 150 | 350 | 2025-01-01
208121868 | ECO-AIR | M2OA-18HFN1-M |  | 13.9 | 22.9 | 10.5 | Yes | No | 4 | 700 | 900 | 150 | 350 | 2025-01-01
216760009 | ECO-AIR | EDMO-48H |  | 12 | 23 | 11 | Yes | Both | 4 | 700 | 900 | 150 | 350 | 2025-01-01
216760012 | ECO-AIR | EDMO-53H |  | 12 | 22.2 | 10.5 | Yes | Both | 4 | 700 | 900 | 150 | 350 | 2025-01-01
216760003 | ECO-AIR | EDMO-27H |  | 12.5 | 23 | 10.5 | Yes | Both | 4 | 700 | 900 | 150 | 350 | 2025-01-01
216760006 | ECO-AIR | EDMO-36H |  | 13 | 23 | 10.7 | Yes | Both | 4 | 700 | 900 | 150 | 350 | 2025-01-01
216759997 | ECO-AIR | EDMO-60E |  | 10 | 22 | 9.5 | No | N/A | 3 | 600 | 800 | 150 | 350 | 2025-01-01
216760000 | ECO-AIR | EDMO-18H |  | 15 | 25 | 10.4 | Yes | Both | 4 | 700 | 900 | 150 | 350 | 2025-01-01
216759991 | ECO-AIR | EDMO-36E |  | 12 | 24 | 9.5 | Yes | Both | 3 | 600 | 800 | 150 | 350 | 2025-01-01
216759994 | ECO-AIR | EDMO-48E |  | 12.5 | 24 | 10.3 | Yes | Both | 4 | 700 | 900 | 150 | 350 | 2025-01-01
216759985 | ECO-AIR | EDMO-18E |  | 14 | 25.1 | 9.8 | Yes | Both | 3 | 600 | 800 | 150 | 350 | 2025-01-01
216759988 | ECO-AIR | EDMO-27E |  | 13 | 25 | 9.5 | Yes | Both | 3 | 600 | 800 | 150 | 350 | 2025-01-01
213307915 | ECO-AIR | M4OX630-36HFN1-M1X |  | 12 | 21 | 10.9 | Yes | Both | 4 | 700 | 900 | 150 | 350 | 2025-01-01
213307917 | ECO-AIR | M4OX630-36HFN1-M1X |  | 12 | 20.2 | 10.45 | Yes | Both | 4 | 700 | 900 | 150 | 350 | 2025-01-01
216759987 | ECO-AIR | EDMO-18E |  | 13 | 22.55 | 9.9 | Yes | Both | 3 | 600 | 800 | 150 | 350 | 2025-01-01
216759993 | ECO-AIR | EDMO-36E |  | 11.85 | 22 | 9.35 | Yes | Both | 3 | 600 | 800 | 150 | 350 | 2025-01-01
216759990 | ECO-AIR | EDMO-27E |  | 12.5 | 23 | 9.25 | Yes | Both | 3 | 600 | 800 | 150 | 350 | 2025-01-01
216759996 | ECO-AIR | EDMO-48E |  | 12.25 | 22.2 | 10.45 | Yes | Both | 4 | 700 | 900 | 150 | 350 | 2025-01-01
216759999 | ECO-AIR | EDMO-60E |  | 10 | 20 | 9.35 | No | N/A | 3 | 600 | 800 | 150 | 350 | 2025-01-01
216760008 | ECO-AIR | EDMO-36H |  | 12.5 | 21.2 | 10.55 | Yes | Both | 4 | 700 | 900 | 150 | 350 | 2025-01-01
216760005 | ECO-AIR | EDMO-27H |  | 12.25 | 21 | 10 | Yes | Both | 4 | 700 | 900 | 150 | 350 | 2025-01-01
216760002 | ECO-AIR | EDMO-18H |  | 14 | 22.5 | 10.2 | Yes | Both | 4 | 700 | 900 | 150 | 350 | 2025-01-01
216760014 | ECO-AIR | EDMO-53H |  | 11.85 | 21.1 | 10.6 | Yes | Both | 4 | 700 | 900 | 150 | 350 | 2025-01-01
216760011 | ECO-AIR | EDMO-48H |  | 11.85 | 21.7 | 11 | Yes | Both | 4 | 700 | 900 | 150 | 350 | 2025-01-01
208121870 | ECO-AIR | M2OA-18HFN1-M |  | 12.95 | 20.95 | 10.15 | Yes | No | 4 | 700 | 900 | 150 | 350 | 2025-01-01
208121873 | ECO-AIR | M3OJ-27HFN1-M |  | 12.2 | 22.8 | 9.35 | Yes | No | 3 | 600 | 800 | 150 | 350 | 2025-01-01
208121879 | ECO-AIR | M5OG-48HFN1-M |  | 11.65 | 21.95 | 9.2 | No | N/A | 3 | 600 | 800 | 150 | 350 | 2025-01-01
208121876 | ECO-AIR | M4OG-36HFN1-M |  | 11.35 | 21.95 | 9.35 | No | N/A | 3 | 600 | 800 | 150 | 350 | 2025-01-01
211644072 | ECO-AIR | MOE30U-36HFN1-M(GA) | MCD1-36HRFN1-M(GA) | 9.5 | 19.4 | 10.5 | Yes | Yes | 4 | 700 | 900 | 150 | 350 | 2025-01-01
211644073 | ECO-AIR | MOE30U-48HFN1-M-[X](GA) | MCD1-48HRFN1-M(GA) | 8.3 | 16.8 | 10.7 | Yes | Yes | 4 | 700 | 900 | 150 | 350 | 2025-01-01
208121843 | ECO-AIR | MOX230-09HFN1-BS5W | MSAG11A-09HRFN1-BS5W | 12.5 | 21.5 | 9.1 | Yes | Both | 3 | 600 | 800 | 150 | 350 | 2025-01-01
208121844 | ECO-AIR | MOX230-12HFN1-BS8W | MSAG11B-12HRFN1-BS0W | 10.3 | 20.8 | 8.7 | No | N/A | 2 | 500 | 700 | 100 | 300 | 2025-01-01
208121845 | ECO-AIR | MOX230-09HFN1-MT0W | MSAG11A-09HRFN1-MT0W | 12.6 | 21.7 | 9.4 | Yes | Both | 3 | 600 | 800 | 150 | 350 | 2025-01-01
208121846 | ECO-AIR | MOX230-12HFN1-MS8W | MSAG11B-12HRFN1-MS0W | 10.8 | 21.4 | 9.2 | No | N/A | 3 | 600 | 800 | 150 | 350 | 2025-01-01
208121847 | ECO-AIR | MOX330-18HFN1-MS0W | MSAG11C-18HRDN1-MS0W | 11 | 19.5 | 8.7 | No | N/A | 2 | 500 | 700 | 100 | 300 | 2025-01-01
208121848 | ECO-AIR | MOX430-24HFN1-MR0W | MSAG11D-24HRFN1-MR0W | 9.5 | 18.5 | 8.6 | No | N/A | 2 | 500 | 700 | 100 | 300 | 2025-01-01
208121849 | ECO-AIR | MOD30U-30HFN1-M(GA) | MSAGF-30HRFN1-MT0W | 12.2 | 21 | 8.7 | Yes | No | 2 | 500 | 700 | 100 | 300 | 2025-01-01
208121851 | ECO-AIR | MOX130-09HFN1-BT0Q1W | MSAG11A-09HRFN1-BT0Q1W | 11.5 | 20 | 9.4 | Yes | No | 3 | 600 | 800 | 150 | 350 | 2025-01-01
208121852 | ECO-AIR | MOX130-12HFN1-BQ0Q1W | MSAG11B-12HRFN1-BQ0Q1W | 9 | 18.9 | 9.3 | No | N/A | 3 | 600 | 800 | 150 | 350 | 2025-01-01
208121853 | ECO-AIR | MOX230-17HFN1-MR0Q1W | MSAG11C-17HRFN1-MR0Q1W | 9.8 | 19.3 | 8.6 | No | N/A | 2 | 500 | 700 | 100 | 300 | 2025-01-01
208121854 | ECO-AIR | MOX430-24HFN1-MP5Q1W | MSAG11D-24HRFN1-MP5Q1W | 9 | 18 | 8.3 | No | N/A | 1 | 400 | 600 | 100 | 300 | 2025-01-01
208121855 | ECO-AIR | MOX230-12HFN1-BV0Q1W | MSABB-12HRFN1-BV0Q1W | 12.5 | 22.5 | 9 | Yes | No | 3 | 600 | 800 | 150 | 350 | 2025-01-01
208121856 | ECO-AIR | MOX430-18HFN1-MT2Q1W | MSABE-18HRFN1-MT2Q1W | 12.6 | 22.7 | 9.8 | Yes | No | 3 | 600 | 800 | 150 | 350 | 2025-01-01
208121857 | ECO-AIR | MOD31-23HFN1-MT2Q1W | MSABE-23HRFN1-MT2Q1W | 12.5 | 20.5 | 9.2 | Yes | No | 3 | 600 | 800 | 150 | 350 | 2025-01-01
208121859 | ECO-AIR | MOX230-09HFN1-MW5W | MSEPB-09HRFN1-MY5W(GA) | 15 | 25.5 | 12.3 | Yes | Both | 4 | 700 | 900 | 150 | 350 | 2025-01-01
208121860 | ECO-AIR | MOX230-12HFN1-MV5W | MSEPB-12HRFN1-MW5W(GA) | 13.7 | 24.6 | 10.7 | Yes | No | 4 | 700 | 900 | 150 | 350 | 2025-01-01
208121862 | ECO-AIR | MOD33-24HFN1-MT0W | MSEPD-24HRFN1-MU0W | 14 | 22 | 10 | Yes | No | 4 | 700 | 900 | 150 | 350 | 2025-01-01
208121863 | ECO-AIR | MOX230-09HFN1-MW5W | MSEPB-06HRFN1-MY5W | 15.8 | 26.5 | 13.6 | Yes | Both | 4 | 700 | 900 | 150 | 350 | 2025-01-01
208121864 | ECO-AIR | MOX330-09HFN1-MY5W | MSEPB-09HRFN1-MY5W(GA) | 16.2 | 28.1 | 11.5 | Yes | Both | 4 | 700 | 900 | 150 | 350 | 2025-01-01
208121865 | ECO-AIR | MOX330-12HFN1-MW5W | MSEPB-12HRFN1-MW5W(GA) | 14 | 25.5 | 10.4 | Yes | Both | 4 | 700 | 900 | 150 | 350 | 2025-01-01
208121866 | ECO-AIR | MOX430-17HFN1-MT0W | MSEPC-18HRFN1-MU0W | 12.5 | 21.5 | 11.3 | Yes | Both | 4 | 700 | 900 | 150 | 350 | 2025-01-01
208121867 | ECO-AIR | MOD30-24HFN1-MU0W | MSEPD-24HRFN1-MU0W | 13 | 21.5 | 11.4 | Yes | Both | 4 | 700 | 900 | 150 | 350 | 2025-01-01
207506898 | ECO-AIR | MOX330U-18HFN1-MR0 | MVC-18HWFN1-M | 10.9 | 17 | 8.8 | No | N/A | 2 | 500 | 700 | 100 | 300 | 2025-01-01
207506899 | ECO-AIR | MOX430U-24HFN1-MR0 | MVC-24HWFN1-M | 10.5 | 17 | 9.2 | No | N/A | 3 | 600 | 800 | 150 | 350 | 2025-01-01
207506900 | ECO-AIR | MOD30U-30HFN1-MR0 | MVC-30HWFN1-M | 10.6 | 17.3 | 8.5 | No | N/A | 2 | 500 | 700 | 100 | 300 | 2025-01-01
207506901 | ECO-AIR | MOD30U-36HFN1-MR0 | MVC-36HWFN1-M | 10.1 | 16.9 | 8.2 | No | N/A | 1 | 400 | 600 | 100 | 300 | 2025-01-01
207506902 | ECO-AIR | MOE30U-48HFN1-MR0 | MVC-48HWFN1-M | 8.8 | 15.8 | 9.4 | No | N/A | 2 | 500 | 700 | 100 | 300 | 2025-01-01
216759982 | ECO-AIR | EDSO-18H | EDWM-18U | 12.5 | 21.4 | 11 | Yes | Both | 4 | 700 | 900 | 150 | 350 | 2025-01-01
216759983 | ECO-AIR | EDSO-24H | EDWM-24U | 13 | 21 | 13.5 | Yes | Both | 4 | 700 | 900 | 150 | 350 | 2025-01-01
216759984 | ECO-AIR | EDSO-33H | EDWM-33U | 12 | 19.5 | 10.5 | Yes | Both | 4 | 700 | 900 | 150 | 350 | 2025-01-01
216759950 | ECO-AIR | EDSO-48H | ED4W-48U | 10 | 18 | 11 | Yes | Yes | 4 | 700 | 900 | 150 | 350 | 2025-01-01
216759951 | ECO-AIR | EDSO-06H | ED1W-06U | 15 | 22 | 12 | Yes | Both | 4 | 700 | 900 | 150 | 350 | 2025-01-01
216759952 | ECO-AIR | EDSO-09H | ED1W-09U | 14.6 | 24 | 12.1 | Yes | Both | 4 | 700 | 900 | 150 | 350 | 2025-01-01
216759953 | ECO-AIR | EDSO-12H | ED1W-12U | 13 | 23 | 10 | Yes | Both | 4 | 700 | 900 | 150 | 350 | 2025-01-01
216759954 | ECO-AIR | EDSO-18H | ED1W-18U | 12.5 | 20.6 | 12.2 | Yes | Both | 4 | 700 | 900 | 150 | 350 | 2025-01-01
216759955 | ECO-AIR | EDSO-09E | ED1W-09U | 14.4 | 22.1 | 11.8 | Yes | Both | 4 | 700 | 900 | 150 | 350 | 2025-01-01
216759956 | ECO-AIR | EDSO-12E | ED1W-12U | 12.3 | 22.1 | 10 | Yes | Both | 4 | 700 | 900 | 150 | 350 | 2025-01-01
216759957 | ECO-AIR | EDSO-18E | ED1W-18U | 12.5 | 22.2 | 12.2 | Yes | Both | 4 | 700 | 900 | 150 | 350 | 2025-01-01
216759958 | ECO-AIR | EDSO-06H | EDLS-06U | 14.4 | 21.4 | 13.8 | Yes | Both | 4 | 700 | 900 | 150 | 350 | 2025-01-01
216759959 | ECO-AIR | EDSO-09H | EDLS-09U | 13.4 | 21.4 | 12.5 | Yes | Both | 4 | 700 | 900 | 150 | 350 | 2025-01-01
216759960 | ECO-AIR | EDSO-12H | EDLS-12U | 12 | 20 | 10 | Yes | Both | 4 | 700 | 900 | 150 | 350 | 2025-01-01
216759961 | ECO-AIR | EDSO-18H | EDLS-18U | 12 | 18 | 10.5 | Yes | Both | 4 | 700 | 900 | 150 | 350 | 2025-01-01
216759962 | ECO-AIR | EDSO-09E | EDLS-09U | 12.8 | 19.5 | 11 | Yes | Both | 4 | 700 | 900 | 150 | 350 | 2025-01-01
216759963 | ECO-AIR | EDSO-12E | EDLS-12U | 11.7 | 19 | 10.2 | Yes | Both | 4 | 700 | 900 | 150 | 350 | 2025-01-01
216759964 | ECO-AIR | EDSO-18E | EDLS-18U | 12.5 | 20 | 10.5 | Yes | Both | 4 | 700 | 900 | 150 | 350 | 2025-01-01
216759965 | ECO-AIR | EDSO-09H | EDHS-09U | 14 | 20.5 | 13.8 | Yes | Both | 4 | 700 | 900 | 150 | 350 | 2025-01-01
216759966 | ECO-AIR | EDSO-12H | EDHS-12U | 12 | 20 | 10.6 | Yes | Both | 4 | 700 | 900 | 150 | 350 | 2025-01-01
216759967 | ECO-AIR | EDSO-18H | EDHS-18U | 12 | 18.4 | 11.1 | Yes | Both | 4 | 700 | 900 | 150 | 350 | 2025-01-01
216759968 | ECO-AIR | EDSO-24H | EDHS-24U | 12 | 19 | 11.7 | Yes | Both | 4 | 700 | 900 | 150 | 350 | 2025-01-01
216759969 | ECO-AIR | EDSO-36H | EDHS-36U | 12 | 17.7 | 11.1 | Yes | Both | 4 | 700 | 900 | 150 | 350 | 2025-01-01
216759970 | ECO-AIR | EDSO-48H | EDHS-48U | 10.4 | 16.7 | 10.8 | Yes | Yes | 4 | 700 | 900 | 150 | 350 | 2025-01-01
216759971 | ECO-AIR | EDSO-60H | EDHS-60U | 10.2 | 15.8 | 10.4 | Yes | Yes | 2 | 500 | 700 | 100 | 300 | 2025-01-01
216759972 | ECO-AIR | EDSO-09E | EDHS-09U | 13 | 19.7 | 11.5 | Yes | Both | 4 | 700 | 900 | 150 | 350 | 2025-01-01
216759973 | ECO-AIR | EDSO-12E | EDHS-12U | 12 | 19.5 | 10.5 | Yes | Both | 4 | 700 | 900 | 150 | 350 | 2025-01-01
216759974 | ECO-AIR | EDSO-18E | EDHS-18U | 13.3 | 20 | 11.3 | Yes | Both | 4 | 700 | 900 | 150 | 350 | 2025-01-01
216759975 | ECO-AIR | EDSO-24E | EDHS-24U | 12.5 | 19 | 11 | Yes | Both | 4 | 700 | 900 | 150 | 350 | 2025-01-01
216759976 | ECO-AIR | EDSO-36E | EDHS-36U | 10.1 | 18.7 | 10.2 | No | N/A | 4 | 700 | 900 | 150 | 350 | 2025-01-01
216759977 | ECO-AIR | EDSO-48E | EDHS-48U | 10 | 17.1 | 9.8 | Yes | Yes | 3 | 600 | 800 | 150 | 350 | 2025-01-01
216759978 | ECO-AIR | EDSO-60E | EDHS-60U | 10 | 17 | 9.7 | No | N/A | 3 | 600 | 800 | 150 | 350 | 2025-01-01
216759979 | ECO-AIR | EDSO-06H | EDWM-06U | 18 | 25.5 | 14.8 | Yes | Both | 4 | 700 | 900 | 150 | 350 | 2025-01-01
216759980 | ECO-AIR | EDSO-09H | EDWM-09U | 15.4 | 27.4 | 12.5 | Yes | Both | 4 | 700 | 900 | 150 | 350 | 2025-01-01
216759981 | ECO-AIR | EDSO-12H | EDWM-12U | 13.4 | 25.4 | 10.5 | Yes | Both | 4 | 700 | 900 | 150 | 350 | 2025-01-01
216759926 | ECO-AIR | EDSO-09S-115V | EDWM-09S-115V | 12.5 | 21.5 | 9 | Yes | Both | 3 | 600 | 800 | 150 | 350 | 2025-01-01
216759927 | ECO-AIR | EDSO-12S-115V | EDWM-12S-115V | 10 | 21.3 | 8.7 | No | N/A | 2 | 500 | 700 | 100 | 300 | 2025-01-01
216759928 | ECO-AIR | EDSO-09S | EDWM-09S | 12.6 | 21.6 | 9.4 | Yes | Both | 3 | 600 | 800 | 150 | 350 | 2025-01-01
216759929 | ECO-AIR | EDSO-12S | EDWM-12S | 10.8 | 21.3 | 9.2 | No | N/A | 3 | 600 | 800 | 150 | 350 | 2025-01-01
216759930 | ECO-AIR | EDSO-18S | EDWM-18S | 11.5 | 20.2 | 9.1 | No | N/A | 3 | 600 | 800 | 150 | 350 | 2025-01-01
216759931 | ECO-AIR | EDSO-24S | EDWM-24S | 9.6 | 18.5 | 9 | Yes | Yes | 3 | 600 | 800 | 150 | 350 | 2025-01-01
216759932 | ECO-AIR | EDSO-30S | EDWM-30S | 12 | 22.3 | 9 | Yes | No | 3 | 600 | 800 | 150 | 350 | 2025-01-01
216759933 | ECO-AIR | EDSO-36S | EDWM-36S | 9.3 | 19.5 | 9.1 | No | N/A | 3 | 600 | 800 | 150 | 350 | 2025-01-01
216759934 | ECO-AIR | EDSO-09E-115V | EDWM-09E-115V | 14.5 | 25.4 | 10 | Yes | Both | 4 | 700 | 900 | 150 | 350 | 2025-01-01
216759935 | ECO-AIR | EDSO-12E-115V | EDWM-12E-115V | 13 | 23.4 | 9.5 | Yes | No | 3 | 600 | 800 | 150 | 350 | 2025-01-01
216759936 | ECO-AIR | EDSO-09E | EDWM-09U | 14.9 | 25.8 | 12.5 | Yes | Both | 4 | 700 | 900 | 150 | 350 | 2025-01-01
216759937 | ECO-AIR | EDSO-12E | EDWM-12U | 13 | 25.5 | 10.6 | Yes | Both | 4 | 700 | 900 | 150 | 350 | 2025-01-01
216759938 | ECO-AIR | EDSO-18E | EDWM-18U | 12.7 | 23.5 | 10.8 | Yes | Both | 4 | 700 | 900 | 150 | 350 | 2025-01-01
216759939 | ECO-AIR | EDSO-24E | EDWM-24U | 14 | 23 | 11.7 | Yes | Both | 4 | 700 | 900 | 150 | 350 | 2025-01-01
216759940 | ECO-AIR | EDSO-09E | ED4W-09U | 14.3 | 21.6 | 11.3 | Yes | Both | 4 | 700 | 900 | 150 | 350 | 2025-01-01
216759941 | ECO-AIR | EDSO-12E | ED4W-12U | 12.5 | 21.1 | 10.4 | Yes | Both | 4 | 700 | 900 | 150 | 350 | 2025-01-01
216759942 | ECO-AIR | EDSO-18E | ED4W-18U | 12.5 | 20.7 | 11.4 | Yes | Both | 4 | 700 | 900 | 150 | 350 | 2025-01-01
216759943 | ECO-AIR | EDSO-24E | ED4W-24U | 12 | 22 | 10.5 | Yes | Both | 4 | 700 | 900 | 150 | 350 | 2025-01-01
216759944 | ECO-AIR | EDSO-36E | ED4W-36U | 9.6 | 20 | 10.3 | Yes | Yes | 4 | 700 | 900 | 150 | 350 | 2025-01-01
216759945 | ECO-AIR | EDSO-48E | ED4W-48U | 9.5 | 19 | 9.9 | Yes | Yes | 3 | 600 | 800 | 150 | 350 | 2025-01-01
216759946 | ECO-AIR | EDSO-12H | ED4W-12U | 12.5 | 22.2 | 11.6 | Yes | Both | 4 | 700 | 900 | 150 | 350 | 2025-01-01
216759947 | ECO-AIR | EDSO-18H | ED4W-18U | 12.5 | 20 | 12.3 | Yes | Both | 4 | 700 | 900 | 150 | 350 | 2025-01-01
216759948 | ECO-AIR | EDSO-24H | ED4W-24U | 12 | 20.7 | 11.6 | Yes | Both | 4 | 700 | 900 | 150 | 350 | 2025-01-01
216759949 | ECO-AIR | EDSO-36H | ED4W-36U | 12 | 21.2 | 10.6 | Yes | Both | 4 | 700 | 900 | 150 | 350 | 2025-01-01
214655290 | ECO-AIR | MOX330-12HFN1-MW5W | MFA2U-12HRFN1-MW5W | 13.3 | 24.2 | 10.7 | Yes | Both | 4 | 700 | 900 | 150 | 350 | 2025-01-01
211644049 | ECO-AIR | MOX230-09HFN1-MW5W | MTIU-09HWFN1-M | 12.5 | 19.2 | 10.2 | Yes | Both | 4 | 700 | 900 | 150 | 350 | 2025-01-01
211644050 | ECO-AIR | MOX230-12HFN1-MV5W | MTIU-12HWFN1-M | 11.7 | 19 | 10.3 | Yes | Both | 4 | 700 | 900 | 150 | 350 | 2025-01-01
211644051 | ECO-AIR | MOX430-18HFN1-MU0W | MTIU-18HWFN1-M | 12.5 | 20 | 10.6 | Yes | No | 4 | 700 | 900 | 150 | 350 | 2025-01-01
211644052 | ECO-AIR | MOD33-24HFN1-MT0W | MTIU-24HWFN1-M | 12.5 | 19 | 11.2 | Yes | Both | 4 | 700 | 900 | 150 | 350 | 2025-01-01
211644053 | ECO-AIR | MOD30U-36HFN1-MP0(GA) | MTI-36HWFN1-M | 8.8 | 15.8 | 8.8 | No | N/A | 2 | 500 | 700 | 100 | 300 | 2025-01-01
211644055 | ECO-AIR | MOE30U-60HFN1-M(GA)(X) | MHG-60HWFN1-MW | 10.3 | 17 | 8.4 | No | N/A | 1 | 400 | 600 | 100 | 300 | 2025-01-01
211644056 | ECO-AIR | MOX230-09HFN1-MW5W | CCA3U-09HRFN1-M(C) | 13 | 20 | 10 | Yes | Both | 4 | 700 | 900 | 150 | 350 | 2025-01-01
211644057 | ECO-AIR | MOX230-12HFN1-MV5W | CCA3U-12HRFN1-M(C) | 14 | 22.7 | 10 | Yes | No | 4 | 700 | 900 | 150 | 350 | 2025-01-01
211644058 | ECO-AIR | MOX430-18HFN1-MU0W | CCA3U-18HRFN1-M(C) | 12.5 | 20.5 | 10.5 | Yes | No | 4 | 700 | 900 | 150 | 350 | 2025-01-01
211644059 | ECO-AIR | MOD33-24HFN1-MT0W | MCD1-24HRFN1-MT0W(GA) | 12.5 | 21.5 | 9.7 | Yes | Both | 3 | 600 | 800 | 150 | 350 | 2025-01-01
211644060 | ECO-AIR | MOD30U-36HFN1-MP0(GA) | MCD1-36HRFN1-M(GA) | 9.4 | 19.2 | 8.8 | No | N/A | 2 | 500 | 700 | 100 | 300 | 2025-01-01
211644061 | ECO-AIR | MOE30U-48HFN1-MP0(GA) | MCD1-48HRFN1-M(GA) | 9.5 | 18.5 | 9.8 | No | N/A | 3 | 600 | 800 | 150 | 350 | 2025-01-01
211644062 | ECO-AIR | MOX330-09HFN1-MY5W | MTIU-09HWFN1-M | 13.2 | 20.2 | 12 | Yes | Both | 4 | 700 | 900 | 150 | 350 | 2025-01-01
211644063 | ECO-AIR | MOX330-12HFN1-MW5W | MTIU-12HWFN1-M | 11.7 | 19.5 | 10 | Yes | Both | 4 | 700 | 900 | 150 | 350 | 2025-01-01
211644064 | ECO-AIR | MOX430-17HFN1-MT0W | MTIU-18HWFN1-M | 11.7 | 18 | 9.5 | Yes | Both | 3 | 600 | 800 | 150 | 350 | 2025-01-01
211644065 | ECO-AIR | MOD30-24HFN1-MU0W | MTIU-24HWFN1-M | 12 | 19.2 | 10.5 | Yes | Both | 4 | 700 | 900 | 150 | 350 | 2025-01-01
211644066 | ECO-AIR | MOE30U-36HFN1-M(GA) | MTI-36HWFN1-M | 9 | 16.5 | 11 | Yes | Yes | 4 | 700 | 900 | 150 | 350 | 2025-01-01
211644068 | ECO-AIR | MOX330-09HFN1-MY5W | CCA3U-09HRFN1-M(C) | 13 | 20.5 | 10.3 | Yes | Both | 4 | 700 | 900 | 150 | 350 | 2025-01-01
211644069 | ECO-AIR | MOX330-12HFN1-MW5W | CCA3U-12HRFN1-M(C) | 12.7 | 22.3 | 10.2 | Yes | Both | 4 | 700 | 900 | 150 | 350 | 2025-01-01
211644070 | ECO-AIR | MOX430-17HFN1-MT0W | CCA3U-18HRFN1-M(C) | 12.5 | 20 | 9.5 | Yes | Both | 3 | 600 | 800 | 150 | 350 | 2025-01-01
211644071 | ECO-AIR | MOD30-24HFN1-MU0W | MCD1-24HRFN1-MT0W(GA) | 11 | 20.5 | 11.5 | Yes | Both | 4 | 700 | 900 | 150 | 350 | 2025-01-01
211644090 | ECO-AIR | MOX230-12HFN1-MV5W | MFA2U-12HRFN1-MW5W | 13 | 25 | 11 | Yes | Both | 4 | 700 | 900 | 150 | 350 | 2025-01-01
211644091 | ECO-AIR | MOX430-18HFN1-MU0W | MFA2U-16HRFN1-MV0W | 12.5 | 22.4 | 10.4 | Yes | Both | 4 | 700 | 900 | 150 | 350 | 2025-01-01
211644092 | ECO-AIR | MOX230-09HFN1-MW5W | MCBU-06HRFN1-MV0W | 14.5 | 22 | 10.8 | Yes | Both | 4 | 700 | 900 | 150 | 350 | 2025-01-01
211644093 | ECO-AIR | MOX330-09HFN1-MY5W | MCBU-09HRFN1-MW0W | 13 | 24 | 12.4 | Yes | Both | 4 | 700 | 900 | 150 | 350 | 2025-01-01
211644094 | ECO-AIR | MOX330-12HFN1-MW5W | MCBU-12HRFN1-MV0W | 13 | 23 | 10 | Yes | Both | 4 | 700 | 900 | 150 | 350 | 2025-01-01
211644095 | ECO-AIR | MOX430-17HFN1-MT0W | MCBU-18HRFN1-MU2W | 12.5 | 19.8 | 11.2 | Yes | Both | 4 | 700 | 900 | 150 | 350 | 2025-01-01
202897326 | ECOX | EDHM009H19A | EDHM009H19A | 11.5 | 18.9 | 8.1 | No | N/A | 1 | 400 | 600 | 100 | 300 | 2025-01-01
202897327 | ECOX | EDHM009H19B | EDHM009H19B | 11 | 18 | 9.1 | No | N/A | 3 | 600 | 800 | 150 | 350 | 2025-01-01
202897328 | ECOX | EDHM012H19A | EDHM012H19A | 10.5 | 19 | 8.3 | No | N/A | 1 | 400 | 600 | 100 | 300 | 2025-01-01
202897330 | ECOX | EDHM018H19B | EDHM018H19B | 11 | 18.7 | 8.1 | No | N/A | 1 | 400 | 600 | 100 | 300 | 2025-01-01
9038989 | ECOX | EDEM012H22A | EDEM012H22A | 12.5 | 20.1 | 8.2 | No | N/A | 1 | 400 | 600 | 100 | 300 | 2025-01-01
9038995 | ECOX | EDEM012H22B | EDEM012H22B | 13 | 21.3 | 8.4 | No | N/A | 1 | 400 | 600 | 100 | 300 | 2025-01-01
9038996 | ECOX | EDEM018H22B | EDEM018H22B | 13 | 19.9 | 8.1 | No | N/A | 1 | 400 | 600 | 100 | 300 | 2025-01-01
210474688 | ECOX | EDIM024H21B | EDIM024H21B | 9.5 | 18.5 | 8.6 | No | N/A | 2 | 500 | 700 | 100 | 300 | 2025-01-01
210474689 | ECOX | EDIM012H21B | EDIM012H21B | 10.8 | 21.4 | 9.2 | No | N/A | 3 | 600 | 800 | 150 | 350 | 2025-01-01
210474690 | ECOX | EDIM009H21B | EDIM009H21B | 12.6 | 21.7 | 9.4 | No | N/A | 3 | 600 | 800 | 150 | 350 | 2025-01-01
210474691 | ECOX | EDIM012H21A | EDIM012H21A | 10.3 | 20.8 | 8.7 | No | N/A | 2 | 500 | 700 | 100 | 300 | 2025-01-01
210474692 | ECOX | EDIM009H21A | EDIM009H21A | 12.5 | 21.5 | 9.1 | No | N/A | 3 | 600 | 800 | 150 | 350 | 2025-01-01
210474694 | ECOX | EDIM018H21B | EDIM018H21B | 11 | 19.5 | 8.7 | No | N/A | 2 | 500 | 700 | 100 | 300 | 2025-01-01
216772358 | EG4 | DWA4-ACDC1-12KR2(US) | DGA3-ACDC1-12KR2(US) | 12.6 | 22.5 | 9.7 | Yes | No | 3 | 600 | 800 | 150 | 350 | 2025-01-01
216772359 | EG4 | DWB3-ACDC-24KR2(US) | DGA2-ACDC-24KR2(US) | 11.7 | 21 | 10 | No | N/A | 4 | 700 | 900 | 150 | 350 | 2025-01-01
216772360 | EG4 | DWLA4-ACDC1-12KR2(US) | DGLA4-ACDC1-12KR2(US) | 12.8 | 21.5 | 10.8 | Yes | Yes | 4 | 700 | 900 | 150 | 350 | 2025-01-01
216772361 | EG4 | DWLA4-12KR2(US) | DGLA4-12KR2(US) | 12.8 | 21.5 | 10.8 | Yes | Yes | 4 | 700 | 900 | 150 | 350 | 2025-01-01
216772362 | EG4 | DWLC2-ACDC-24KR2(US) | DGLA3-ACDC-24KR2(US) | 12.5 | 21 | 11 | Yes | Yes | 4 | 700 | 900 | 150 | 350 | 2025-01-01
216772363 | EG4 | DWLC2-24KR2(US) | DGLA3-24KR2(US) | 12.5 | 21 | 11 | Yes | Yes | 4 | 700 | 900 | 150 | 350 | 2025-01-01
216772356 | EG4 | DWA4-09KR2(US) | DGA3-09KR2(US) | 14.5 | 25 | 10.5 | Yes | No | 4 | 700 | 900 | 150 | 350 | 2025-01-01
216772357 | EG4 | DWA4-12KR2(US) | DGA3-12KR2(US) | 12.6 | 22.5 | 9.7 | Yes | No | 3 | 600 | 800 | 150 | 350 | 2025-01-01
213255576 | EG4 | DWB3-ACDC-24K | DGA2-ACDC-24K | 11.3 | 21 | 9.6 | Yes | Yes | 3 | 600 | 800 | 150 | 350 | 2025-01-01
213255577 | EG4 | DWA4-ACDC1-12K | DGA3-ACDC1-12K | 12.2 | 22 | 9.5 | Yes | No | 3 | 600 | 800 | 150 | 350 | 2025-01-01
213255578 | EG4 | DWA4-09K | DGA3-09K | 13.2 | 29 | 9.8 | Yes | No | 3 | 600 | 800 | 150 | 350 | 2025-01-01
213255579 | EG4 | DWA4-12K | DGA3-12K | 12.5 | 28 | 9.7 | Yes | No | 3 | 600 | 800 | 150 | 350 | 2025-01-01
205334543 | ELEVATE | ELEHP12A-OD | ELEHP12A-ID | 8.8 | 17.4 | 8.7 | No | N/A | 2 | 500 | 700 | 100 | 300 | 2025-01-01
208136314 | ELIOS | DEA55HOM25230X3 |  | 10.5 | 18.8 | 9.3 | Yes | Yes | 3 | 600 | 800 | 150 | 350 | 2025-01-01
216046640 | ELIOS | EXHSA2742AV1 |  | 12 | 21 | 9 | Yes | Both | 3 | 600 | 800 | 150 | 350 | 2025-01-01
216046643 | ELIOS | EXHSA3652AV1 |  | 11.7 | 20 | 9.2 | Yes | Both | 3 | 600 | 800 | 150 | 350 | 2025-01-01
216046646 | ELIOS | EXHSA4862AV1 |  | 12 | 20.4 | 10.6 | Yes | Both | 4 | 700 | 900 | 150 | 350 | 2025-01-01
207742470 | ELIOS | DEA48HOM25230X3 |  | 11.7 | 20.9 | 9 | Yes | Both | 3 | 600 | 800 | 150 | 350 | 2025-01-01
202635795 | ELIOS | DE18HOM23230X2 |  | 11.7 | 18.3 | 9 | Yes | No | 3 | 600 | 800 | 150 | 350 | 2025-01-01
202635796 | ELIOS | DE27HOM23230X2 |  | 11 | 20 | 8.5 | No | N/A | 2 | 500 | 700 | 100 | 300 | 2025-01-01
202635797 | ELIOS | DE36HOM23230X2 |  | 10 | 18.5 | 8.7 | No | N/A | 2 | 500 | 700 | 100 | 300 | 2025-01-01
202635798 | ELIOS | DE48HOM23230X2 |  | 10.1 | 18.3 | 9.6 | No | N/A | 3 | 600 | 800 | 150 | 350 | 2025-01-01
204005791 | ELIOS | DE36HOM25230X3 |  | 11.7 | 19 | 9.5 | No | N/A | 3 | 600 | 800 | 150 | 350 | 2025-01-01
207742461 | ELIOS | DEA18HOM25230X3 |  | 12 | 19 | 9.3 | Yes | Both | 3 | 600 | 800 | 150 | 350 | 2025-01-01
207742464 | ELIOS | DEA27HOM25230X3 |  | 11.7 | 20 | 9.5 | Yes | Both | 3 | 600 | 800 | 150 | 350 | 2025-01-01
207742467 | ELIOS | DEA36HOM25230X3 |  | 11.7 | 19 | 10 | Yes | No | 4 | 700 | 900 | 150 | 350 | 2025-01-01
207742473 | ELIOS | DEA18HOM23230X2 |  | 12 | 19 | 9.8 | Yes | Both | 3 | 600 | 800 | 150 | 350 | 2025-01-01
207742476 | ELIOS | DEA27HOM23230X2 |  | 11.7 | 21 | 9.2 | Yes | No | 3 | 600 | 800 | 150 | 350 | 2025-01-01
207742479 | ELIOS | DEA36HOM23230X2 |  | 11 | 20 | 9.2 | No | N/A | 3 | 600 | 800 | 150 | 350 | 2025-01-01
207742482 | ELIOS | DEA48HOM23230X2 |  | 10.8 | 20.5 | 9.7 | No | N/A | 3 | 600 | 800 | 150 | 350 | 2025-01-01
208136311 | ELIOS | DEA55HOM23230X2 |  | 10.5 | 19 | 8.6 | No | N/A | 2 | 500 | 700 | 100 | 300 | 2025-01-01
216505501 | ELIOS | EXHSA1832AN1 |  | 12 | 20 | 10 | Yes | Both | 4 | 700 | 900 | 150 | 350 | 2025-01-01
216505500 | ELIOS | EXHSA1832AN1 |  | 12.5 | 23 | 10 | Yes | Both | 4 | 700 | 900 | 150 | 350 | 2025-01-01
208136310 | ELIOS | DEA55HOM23230X2 |  | 10.5 | 21.3 | 9.1 | No | N/A | 3 | 600 | 800 | 150 | 350 | 2025-01-01
208136313 | ELIOS | DEA55HOM25230X3 |  | 10.5 | 22 | 9.5 | Yes | Yes | 3 | 600 | 800 | 150 | 350 | 2025-01-01
207742481 | ELIOS | DEA48HOM23230X2 |  | 12.5 | 23.4 | 8.7 | Yes | No | 2 | 500 | 700 | 100 | 300 | 2025-01-01
207742475 | ELIOS | DEA27HOM23230X2 |  | 12.7 | 24.6 | 9.5 | Yes | No | 3 | 600 | 800 | 150 | 350 | 2025-01-01
207742478 | ELIOS | DEA36HOM23230X2 |  | 11.7 | 23.9 | 9.5 | Yes | No | 3 | 600 | 800 | 150 | 350 | 2025-01-01
207742466 | ELIOS | DEA36HOM25230X3 |  | 13.6 | 22.2 | 10.3 | Yes | Both | 4 | 700 | 900 | 150 | 350 | 2025-01-01
207742472 | ELIOS | DEA18HOM23230X2 |  | 13.9 | 22.9 | 10.5 | Yes | No | 4 | 700 | 900 | 150 | 350 | 2025-01-01
207742460 | ELIOS | DEA18HOM25230X3 |  | 12.5 | 22 | 9.8 | Yes | Both | 3 | 600 | 800 | 150 | 350 | 2025-01-01
207742463 | ELIOS | DEA27HOM25230X3 |  | 12.5 | 23 | 10.6 | Yes | Both | 4 | 700 | 900 | 150 | 350 | 2025-01-01
204005788 | ELIOS | DE27HOM25230X3 |  | 12.5 | 22 | 9 | Yes | Both | 3 | 600 | 800 | 150 | 350 | 2025-01-01
204005785 | ELIOS | DE18HOM25230X3 |  | 12.5 | 21.5 | 9 | Yes | Both | 3 | 600 | 800 | 150 | 350 | 2025-01-01
204005786 | ELIOS | DE36HOM25230X3 |  | 13.5 | 21.5 | 9.5 | Yes | Both | 3 | 600 | 800 | 150 | 350 | 2025-01-01
203238504 | ELIOS | DE18HOM23230X2 |  | 12 | 22.4 | 9.1 | Yes | No | 3 | 600 | 800 | 150 | 350 | 2025-01-01
203238506 | ELIOS | DE27HOM23230X2 |  | 12.5 | 23 | 9.2 | Yes | No | 3 | 600 | 800 | 150 | 350 | 2025-01-01
203238508 | ELIOS | DE48HOM23230X2 |  | 12.5 | 23.7 | 8.6 | Yes | No | 2 | 500 | 700 | 100 | 300 | 2025-01-01
203238787 | ELIOS | DE36HOM23230X2 |  | 11.5 | 22.5 | 9 | No | N/A | 3 | 600 | 800 | 150 | 350 | 2025-01-01
207742469 | ELIOS | DEA48HOM25230X3 |  | 11.7 | 21.8 | 9.8 | Yes | Both | 3 | 600 | 800 | 150 | 350 | 2025-01-01
216046642 | ELIOS | EXHSA3652AV1 |  | 12 | 23.1 | 10 | Yes | Both | 4 | 700 | 900 | 150 | 350 | 2025-01-01
216046645 | ELIOS | EXHSA4862AV1 |  | 11.7 | 21.3 | 10 | Yes | Both | 4 | 700 | 900 | 150 | 350 | 2025-01-01
216046639 | ELIOS | EXHSA2742AV1 |  | 12.2 | 23 | 9.5 | Yes | Both | 3 | 600 | 800 | 150 | 350 | 2025-01-01
208136315 | ELIOS | DEA55HOM25230X3 |  | 10.5 | 20.4 | 9.4 | Yes | Yes | 3 | 600 | 800 | 150 | 350 | 2025-01-01
216046647 | ELIOS | EXHSA4862AV1 |  | 11.85 | 20.85 | 10.3 | Yes | Both | 4 | 700 | 900 | 150 | 350 | 2025-01-01
216046644 | ELIOS | EXHSA3652AV1 |  | 11.85 | 21.55 | 9.6 | Yes | Both | 3 | 600 | 800 | 150 | 350 | 2025-01-01
216046641 | ELIOS | EXHSA2742AV1 |  | 12.1 | 22 | 9.25 | Yes | Both | 3 | 600 | 800 | 150 | 350 | 2025-01-01
204005792 | ELIOS | DE18HOM25230X3 |  | 11.75 | 19.25 | 8.5 | No | N/A | 2 | 500 | 700 | 100 | 300 | 2025-01-01
204005793 | ELIOS | DE27HOM25230X3 |  | 11.75 | 20 | 8.5 | No | N/A | 2 | 500 | 700 | 100 | 300 | 2025-01-01
204005794 | ELIOS | DE36HOM25230X3 |  | 12.6 | 20.25 | 9.5 | No | N/A | 3 | 600 | 800 | 150 | 350 | 2025-01-01
207742462 | ELIOS | DEA18HOM25230X3 |  | 12.25 | 20.5 | 9.55 | Yes | Both | 3 | 600 | 800 | 150 | 350 | 2025-01-01
207742465 | ELIOS | DEA27HOM25230X3 |  | 12.1 | 21.5 | 10.05 | Yes | Both | 4 | 700 | 900 | 150 | 350 | 2025-01-01
207742468 | ELIOS | DEA36HOM25230X3 |  | 12.65 | 20.6 | 10.15 | Yes | Both | 4 | 700 | 900 | 150 | 350 | 2025-01-01
207742471 | ELIOS | DEA48HOM25230X3 |  | 11.7 | 21.35 | 9.4 | Yes | Both | 3 | 600 | 800 | 150 | 350 | 2025-01-01
207742480 | ELIOS | DEA36HOM23230X2 |  | 11.35 | 21.95 | 9.35 | No | N/A | 3 | 600 | 800 | 150 | 350 | 2025-01-01
207742477 | ELIOS | DEA27HOM23230X2 |  | 12.2 | 22.8 | 9.35 | Yes | No | 3 | 600 | 800 | 150 | 350 | 2025-01-01
207742474 | ELIOS | DEA18HOM23230X2 |  | 12.95 | 20.95 | 10.15 | Yes | No | 4 | 700 | 900 | 150 | 350 | 2025-01-01
207742483 | ELIOS | DEA48HOM23230X2 |  | 11.65 | 21.95 | 9.2 | No | N/A | 3 | 600 | 800 | 150 | 350 | 2025-01-01
208136312 | ELIOS | DEA55HOM23230X2 |  | 10.5 | 20.15 | 8.85 | No | N/A | 2 | 500 | 700 | 100 | 300 | 2025-01-01
216505502 | ELIOS | EXHSA1832AN1 |  | 12.25 | 21.5 | 10 | Yes | Both | 4 | 700 | 900 | 150 | 350 | 2025-01-01
216505507 | ELIOS | ESHEA12C2AN1 | GOHRA12C2AS1 | 12.3 | 22.1 | 10 | Yes | Both | 4 | 700 | 900 | 150 | 350 | 2025-01-01
208119828 | ELIOS | DEA09HOS28230E8 | DE09HIW23230E3 | 15.6 | 25 | 11 | Yes | No | 4 | 700 | 900 | 150 | 350 | 2025-01-01
208119829 | ELIOS | DEA12HOS28230E8 | DE12HIW23230E3 | 13.5 | 23.6 | 9.5 | Yes | Both | 3 | 600 | 800 | 150 | 350 | 2025-01-01
208119830 | ELIOS | DEA18HOS28230E8 | DE18HIW23230E3 | 12.5 | 19.4 | 10 | Yes | No | 4 | 700 | 900 | 150 | 350 | 2025-01-01
208119831 | ELIOS | DEA24HOS28230E8 | DE24HIW23230E3 | 11.7 | 18.9 | 10.4 | Yes | Both | 4 | 700 | 900 | 150 | 350 | 2025-01-01
208075830 | ELIOS | DEA09HOS25230E8 | DEA06HIW25230E8 | 15.8 | 26.5 | 13.6 | Yes | Both | 4 | 700 | 900 | 150 | 350 | 2025-01-01
207824534 | ELIOS | DEA18HOS28230E8 | DUA24HIDU230X5 | 12.1 | 18 | 10.5 | Yes | Both | 4 | 700 | 900 | 150 | 350 | 2025-01-01
207742418 | ELIOS | DEA09HOS21115S1 | DEA09HIW21115S1 | 12.5 | 21.5 | 9 | Yes | No | 3 | 600 | 800 | 150 | 350 | 2025-01-01
207742419 | ELIOS | DEA12HOS21115S1 | DEA12HIW21115S1 | 10.3 | 20.8 | 8.7 | No | N/A | 2 | 500 | 700 | 100 | 300 | 2025-01-01
207742420 | ELIOS | DEA18HOS21230S1 | DEA18HIW21230S1 | 10.5 | 19 | 8.7 | No | N/A | 2 | 500 | 700 | 100 | 300 | 2025-01-01
207742421 | ELIOS | DEA24HOS21230S1 | DEA24HIW21230S1 | 9 | 18 | 8.6 | No | N/A | 2 | 500 | 700 | 100 | 300 | 2025-01-01
207742422 | ELIOS | DEA30HOS21230S1 | DEA30HIW21230S1 | 10.5 | 18.6 | 8.7 | No | N/A | 2 | 500 | 700 | 100 | 300 | 2025-01-01
207742423 | ELIOS | DEA36HOS21230S1 | DEA36HIW21230S1 | 8.5 | 17.5 | 8.7 | No | N/A | 2 | 500 | 700 | 100 | 300 | 2025-01-01
207742424 | ELIOS | DEA09HOS25230E8 | DEA09HIW25230E8 | 15 | 25.5 | 12.3 | Yes | Both | 4 | 700 | 900 | 150 | 350 | 2025-01-01
207742425 | ELIOS | DEA12HOS25230E8 | DEA12HIW25230E8 | 13.7 | 24.6 | 10.7 | Yes | No | 4 | 700 | 900 | 150 | 350 | 2025-01-01
207742426 | ELIOS | DEA18HOS25230E8 | DEA18HIW25230E8 | 12.5 | 23.5 | 10.8 | Yes | No | 4 | 700 | 900 | 150 | 350 | 2025-01-01
207742427 | ELIOS | DEA24HOS25230E8 | DEA24HIW25230E8 | 14 | 22 | 10 | Yes | No | 4 | 700 | 900 | 150 | 350 | 2025-01-01
207742428 | ELIOS | DEA06HOS28230E8 | DEA06HIW25230E8 | 15.8 | 26.5 | 13.6 | Yes | Both | 4 | 700 | 900 | 150 | 350 | 2025-01-01
207742430 | ELIOS | DEA12HOS28230E8 | DEA12HIW25230E8 | 14 | 25.5 | 10.4 | Yes | Both | 4 | 700 | 900 | 150 | 350 | 2025-01-01
207742431 | ELIOS | DEA18HOS28230E8 | DEA18HIW25230E8 | 12.5 | 21.5 | 11.3 | Yes | Both | 4 | 700 | 900 | 150 | 350 | 2025-01-01
207742433 | ELIOS | DEA09HOS25230E8 | DUA09HICU230X5 | 13 | 20 | 10 | Yes | Both | 4 | 700 | 900 | 150 | 350 | 2025-01-01
207742434 | ELIOS | DEA12HOS25230E8 | DUA12HICU230X5 | 14 | 22.7 | 10 | Yes | No | 4 | 700 | 900 | 150 | 350 | 2025-01-01
207742435 | ELIOS | DEA18HOS25230E8 | DUA18HICU230X5 | 12.5 | 20.5 | 10.5 | Yes | No | 4 | 700 | 900 | 150 | 350 | 2025-01-01
207742436 | ELIOS | DEA24HOS25230E8 | DUA24HICU230X5 | 12.5 | 21.5 | 9.7 | Yes | Both | 3 | 600 | 800 | 150 | 350 | 2025-01-01
207742437 | ELIOS | DEA36HOS18230S5 | DUA36HICU230X5 | 9.4 | 19.2 | 8.8 | No | N/A | 2 | 500 | 700 | 100 | 300 | 2025-01-01
207742438 | ELIOS | DEA48HOS18230S5 | DUA48HICU230X5 | 9.5 | 18.5 | 9.8 | No | N/A | 3 | 600 | 800 | 150 | 350 | 2025-01-01
207742439 | ELIOS | DEA09HOS28230E8 | DUA09HICU230X5 | 13 | 20.5 | 10.3 | Yes | Both | 4 | 700 | 900 | 150 | 350 | 2025-01-01
207742440 | ELIOS | DEA12HOS28230E8 | DUA12HICU230X5 | 12.7 | 22.3 | 10.2 | Yes | Both | 4 | 700 | 900 | 150 | 350 | 2025-01-01
207742441 | ELIOS | DEA18HOS28230E8 | DUA18HICU230X5 | 12.5 | 20 | 9.5 | Yes | Both | 3 | 600 | 800 | 150 | 350 | 2025-01-01
207742442 | ELIOS | DEA24HOS28230E8 | DUA24HICU230X5 | 11 | 20.5 | 11.5 | Yes | Both | 4 | 700 | 900 | 150 | 350 | 2025-01-01
207742443 | ELIOS | DEA36HOS28230E8 | DUA36HICU230X5 | 9.5 | 19.4 | 10.5 | Yes | Yes | 4 | 700 | 900 | 150 | 350 | 2025-01-01
207742444 | ELIOS | DEA48HOS28230E8 | DUA48HICU230X5 | 8.3 | 16.8 | 10.7 | Yes | Yes | 4 | 700 | 900 | 150 | 350 | 2025-01-01
207742445 | ELIOS | DEA09HOS25230E8 | DUA09HIDU230X5 | 12.5 | 19.2 | 10.2 | Yes | Both | 4 | 700 | 900 | 150 | 350 | 2025-01-01
207742446 | ELIOS | DEA12HOS25230E8 | DUA12HIDU230X5 | 11.7 | 19 | 10.3 | Yes | Both | 4 | 700 | 900 | 150 | 350 | 2025-01-01
207742447 | ELIOS | DEA18HOS25230E8 | DUA18HIDU230X5 | 12.5 | 20 | 10.6 | Yes | No | 4 | 700 | 900 | 150 | 350 | 2025-01-01
207742448 | ELIOS | DEA24HOS25230E8 | DUA24HIDU230X5 | 12.5 | 19 | 11.2 | Yes | Both | 4 | 700 | 900 | 150 | 350 | 2025-01-01
207742449 | ELIOS | DEA36HOS18230S5 | DUA36HIDU230X5 | 8.8 | 15.8 | 8.8 | No | N/A | 2 | 500 | 700 | 100 | 300 | 2025-01-01
207742452 | ELIOS | DEA09HOS28230E8 | DUA09HIDU230X5 | 13.2 | 20.2 | 12 | Yes | Both | 4 | 700 | 900 | 150 | 350 | 2025-01-01
207742453 | ELIOS | DEA12HOS28230E8 | DUA12HIDU230X5 | 11.7 | 19.5 | 10 | Yes | Both | 4 | 700 | 900 | 150 | 350 | 2025-01-01
207742454 | ELIOS | DEA18HOS28230E8 | DUA18HIDU230X5 | 11.7 | 18 | 9.5 | Yes | Both | 3 | 600 | 800 | 150 | 350 | 2025-01-01
207742455 | ELIOS | DEA24HOS28230E8 | DUA24HIDU230X5 | 12 | 19.2 | 10.5 | Yes | Both | 4 | 700 | 900 | 150 | 350 | 2025-01-01
207742456 | ELIOS | DEA36HOS28230E8 | DUA36HIDU230X5 | 9 | 16.5 | 11 | Yes | Yes | 4 | 700 | 900 | 150 | 350 | 2025-01-01
207742458 | ELIOS | DEA12HOS28230E8 | DUA12HIFU230E5 | 13 | 23.6 | 10 | Yes | Both | 4 | 700 | 900 | 150 | 350 | 2025-01-01
207742459 | ELIOS | DEA12HOS25230E8 | DUA12HIFU230E5 | 13 | 22.7 | 10.2 | Yes | Both | 4 | 700 | 900 | 150 | 350 | 2025-01-01
207645902 | ELIOS | DE36HOS25230E3 | DM36HICU230X5 | 9.5 | 18 | 9 | No | N/A | 3 | 600 | 800 | 150 | 350 | 2025-01-01
207645903 | ELIOS | DE48HOS25230E3 | DM48HICU230X5 | 8.3 | 16.5 | 9.8 | No | N/A | 3 | 600 | 800 | 150 | 350 | 2025-01-01
206853242 | ELIOS | DE36HOS25230E3 | DM36HIDU230X5 | 9 | 16.5 | 11 | Yes | Yes | 4 | 700 | 900 | 150 | 350 | 2025-01-01
206377755 | ELIOS | DE09HOS42230E4 | DE09HIW42230E4 | 15 | 26 | 12.5 | Yes | Both | 4 | 700 | 900 | 150 | 350 | 2025-01-01
206377757 | ELIOS | DE12HOS42230E4 | DE12HIW42230E4 | 13.5 | 24 | 9.5 | Yes | Both | 3 | 600 | 800 | 150 | 350 | 2025-01-01
206401445 | ELIOS | DE18HOS25230E3A | DE18HIW23230E3 | 12.5 | 19.4 | 10 | Yes | No | 4 | 700 | 900 | 150 | 350 | 2025-01-01
206401446 | ELIOS | DE18HOS25230E3A | DM18HIDU230X5 | 11.7 | 18 | 9.5 | Yes | Both | 3 | 600 | 800 | 150 | 350 | 2025-01-01
206401447 | ELIOS | DE18HOS25230E3A | DM18HICU230X5 | 12.5 | 20 | 9.5 | Yes | Both | 3 | 600 | 800 | 150 | 350 | 2025-01-01
206401448 | ELIOS | DE24HOS25230E3A | DE24HIW23230E3 | 11.7 | 18.9 | 10.4 | Yes | Both | 4 | 700 | 900 | 150 | 350 | 2025-01-01
206401449 | ELIOS | DE24HOS25230E3A | DM24HIDU230X5 | 12 | 19.2 | 10.5 | Yes | Both | 4 | 700 | 900 | 150 | 350 | 2025-01-01
205782169 | ELIOS | DE12HOS25230E3 | DM12HIFU230E5 | 12.5 | 19.4 | 9.4 | Yes | No | 3 | 600 | 800 | 150 | 350 | 2025-01-01
205782170 | ELIOS | DE12HOS23230E2 | DM12HIFU230E5 | 13 | 20.5 | 8.8 | Yes | No | 2 | 500 | 700 | 100 | 300 | 2025-01-01
205300166 | ELIOS | DE09HOS23230E2 | DM09HIDU230X5 | 12.1 | 18.7 | 9.8 | Yes | Both | 3 | 600 | 800 | 150 | 350 | 2025-01-01
205300167 | ELIOS | DE12HOS23230E2 | DM12HIDU230X5 | 11.7 | 19 | 10 | Yes | Both | 4 | 700 | 900 | 150 | 350 | 2025-01-01
205300168 | ELIOS | DE18HOS23230E2 | DM18HIDU230X5 | 11.7 | 18.5 | 9.2 | Yes | No | 3 | 600 | 800 | 150 | 350 | 2025-01-01
205300169 | ELIOS | DE24HOS23230E2 | DM24HIDU230X5 | 11.7 | 19 | 10 | Yes | Both | 4 | 700 | 900 | 150 | 350 | 2025-01-01
205300172 | ELIOS | DE60HOS18230E5 | DM60HIDU230X5 | 9 | 15.4 | 8.4 | No | N/A | 1 | 400 | 600 | 100 | 300 | 2025-01-01
205300173 | ELIOS | DE09HOS25230E3 | DM09HIDU230X5 | 12.1 | 18.5 | 11.5 | Yes | Both | 4 | 700 | 900 | 150 | 350 | 2025-01-01
205300174 | ELIOS | DE12HOS25230E3 | DM12HIDU230X5 | 11.7 | 19 | 10 | Yes | Both | 4 | 700 | 900 | 150 | 350 | 2025-01-01
205300176 | ELIOS | DE24HOS25230E3 | DM24HIDU230X5 | 11.7 | 19.2 | 10.5 | Yes | Both | 4 | 700 | 900 | 150 | 350 | 2025-01-01
205300179 | ELIOS | DE18HOS23230E2 | DM18HICU230X5 | 12.5 | 20 | 9.1 | Yes | No | 3 | 600 | 800 | 150 | 350 | 2025-01-01
205300181 | ELIOS | DE36HOS18230E5 | DM36HICU230X5 | 9 | 17.5 | 9.3 | No | N/A | 3 | 600 | 800 | 150 | 350 | 2025-01-01
205300182 | ELIOS | DE48HOS18230E5 | DM48HICU230X5 | 9.5 | 16.8 | 9 | No | N/A | 3 | 600 | 800 | 150 | 350 | 2025-01-01
205300183 | ELIOS | DE09HOS25230E3 | DM09HICU230X5 | 13 | 20 | 9.4 | Yes | No | 3 | 600 | 800 | 150 | 350 | 2025-01-01
205300184 | ELIOS | DE12HOS25230E3 | DM12HICU230X5 | 12.5 | 19.5 | 9.3 | Yes | No | 3 | 600 | 800 | 150 | 350 | 2025-01-01
205300185 | ELIOS | DE18HOS25230E3 | DM18HICU230X5 | 12.5 | 20 | 9.8 | Yes | No | 3 | 600 | 800 | 150 | 350 | 2025-01-01
205300186 | ELIOS | DE24HOS25230E3 | DM24HICU230X5 | 11 | 20 | 9.6 | No | N/A | 3 | 600 | 800 | 150 | 350 | 2025-01-01
204005787 | ELIOS | DE24HOS25230E3 | DE24HICU230X5 | 11 | 20 | 9.6 | No | N/A | 3 | 600 | 800 | 150 | 350 | 2025-01-01
204005774 | ELIOS | DE09HOS25230E3 | DE09HIW23230E3 | 14.5 | 23.1 | 9.9 | Yes | No | 3 | 600 | 800 | 150 | 350 | 2025-01-01
204005775 | ELIOS | DE12HOS25230E3 | DE12HIW23230E3 | 13 | 19.9 | 9.1 | Yes | No | 3 | 600 | 800 | 150 | 350 | 2025-01-01
204005776 | ELIOS | DE18HOS25230E3 | DE18HIW23230E3 | 12.5 | 19.4 | 8.9 | Yes | No | 2 | 500 | 700 | 100 | 300 | 2025-01-01
204005777 | ELIOS | DE24HOS25230E3 | DE24HIW23230E3 | 13 | 20 | 9.5 | Yes | No | 3 | 600 | 800 | 150 | 350 | 2025-01-01
204005778 | ELIOS | DE09HOS25230E3 | DE09HIDU230X5 | 12.1 | 18.5 | 11.5 | Yes | Both | 4 | 700 | 900 | 150 | 350 | 2025-01-01
204005779 | ELIOS | DE12HOS25230E3 | DE12HIDU230X5 | 11.7 | 19 | 10 | Yes | Both | 4 | 700 | 900 | 150 | 350 | 2025-01-01
204005781 | ELIOS | DE24HOS25230E3 | DE24HIDU230X5 | 11.7 | 19.2 | 10.5 | Yes | Both | 4 | 700 | 900 | 150 | 350 | 2025-01-01
204005782 | ELIOS | DE09HOS25230E3 | DE09HICU230X5 | 13 | 20 | 9.4 | Yes | No | 3 | 600 | 800 | 150 | 350 | 2025-01-01
204005783 | ELIOS | DE12HOS25230E3 | DE12HICU230X5 | 12.5 | 19.5 | 9.3 | Yes | No | 3 | 600 | 800 | 150 | 350 | 2025-01-01
204005784 | ELIOS | DE18HOS25230E3 | DE18HICU230X5 | 12.5 | 20 | 9.8 | Yes | No | 3 | 600 | 800 | 150 | 350 | 2025-01-01
203238486 | ELIOS | DE09HOS23230E2 | DE09HIW23230E3 | 14.9 | 21.8 | 9.3 | Yes | Both | 3 | 600 | 800 | 150 | 350 | 2025-01-01
203238487 | ELIOS | DE12HOS23230E2 | DE12HIW23230E3 | 13.7 | 22.3 | 8.8 | Yes | Both | 2 | 500 | 700 | 100 | 300 | 2025-01-01
203238488 | ELIOS | DE18HOS23230E2 | DE18HIW23230E3 | 13 | 20 | 8.3 | Yes | No | 1 | 400 | 600 | 100 | 300 | 2025-01-01
203238490 | ELIOS | DE24HOS23230E2 | DE24HIW23230E3 | 13.7 | 19.8 | 9.3 | Yes | No | 3 | 600 | 800 | 150 | 350 | 2025-01-01
203238492 | ELIOS | DE09HOS23230E2 | DE09HIDU230X5 | 12.1 | 18.7 | 9.8 | Yes | Both | 3 | 600 | 800 | 150 | 350 | 2025-01-01
203238494 | ELIOS | DE12HOS23230E2 | DE12HIDU230X5 | 11.7 | 19 | 10 | Yes | Both | 4 | 700 | 900 | 150 | 350 | 2025-01-01
203238495 | ELIOS | DE18HOS23230E2 | DE18HIDU230X5 | 11.7 | 18.5 | 9.2 | Yes | No | 3 | 600 | 800 | 150 | 350 | 2025-01-01
203238496 | ELIOS | DE24HOS23230E2 | DE24HIDU230X5 | 11.7 | 19 | 10 | Yes | Both | 4 | 700 | 900 | 150 | 350 | 2025-01-01
203238501 | ELIOS | DE18HOS23230E2 | DE18HICU230X5 | 12.5 | 20 | 9.1 | Yes | No | 3 | 600 | 800 | 150 | 350 | 2025-01-01
202635787 | ELIOS | DE09HOS19115S1 | DE09HIW19115S1 | 11.5 | 18.9 | 8.1 | No | N/A | 1 | 400 | 600 | 100 | 300 | 2025-01-01
202635789 | ELIOS | DE12HOS19115S1 | DE12HIW19115S1 | 10.5 | 19 | 8.3 | No | N/A | 1 | 400 | 600 | 100 | 300 | 2025-01-01
202635790 | ELIOS | DE18HOS19230S1 | DE18HIW19230S1 | 11 | 18.7 | 8.1 | No | N/A | 1 | 400 | 600 | 100 | 300 | 2025-01-01
202635792 | ELIOS | DE60HOS18230E5 | DE60HIDU230X5 | 9 | 15.4 | 8.4 | No | N/A | 1 | 400 | 600 | 100 | 300 | 2025-01-01
202635793 | ELIOS | DE36HOS18230E5 | DE36HICU230X5 | 9 | 17.5 | 9.3 | No | N/A | 3 | 600 | 800 | 150 | 350 | 2025-01-01
202635794 | ELIOS | DE48HOS18230E5 | DE48HICU230X5 | 9.5 | 16.8 | 9 | No | N/A | 3 | 600 | 800 | 150 | 350 | 2025-01-01
216046606 | ELIOS | ESHBA12C1AN1 | EWHBA12C1AN1 | 10 | 21.3 | 8.7 | No | N/A | 2 | 500 | 700 | 100 | 300 | 2025-01-01
216046607 | ELIOS | ESHBA09C2AN1 | EWHBA09C2AN1 | 12.6 | 21.6 | 9.4 | Yes | Both | 3 | 600 | 800 | 150 | 350 | 2025-01-01
216046608 | ELIOS | ESHBA12C2AN1 | EWHBA12C2AN1 | 10.8 | 21.3 | 9.2 | No | N/A | 3 | 600 | 800 | 150 | 350 | 2025-01-01
216046609 | ELIOS | ESHBA18C2AN1 | EWHBA18C2AN1 | 11.5 | 20.2 | 9.1 | No | N/A | 3 | 600 | 800 | 150 | 350 | 2025-01-01
216046610 | ELIOS | ESHBA24C2AN1 | EWHBA24C2AN1 | 9.6 | 18.5 | 9 | Yes | Yes | 3 | 600 | 800 | 150 | 350 | 2025-01-01
216046611 | ELIOS | ESHBA30C2AN1 | EWHBA30C2AS1 | 12 | 22.3 | 9 | Yes | No | 3 | 600 | 800 | 150 | 350 | 2025-01-01
216046612 | ELIOS | ESHBA36C2AN1 | EWHBA36C2AS1 | 9.3 | 19.5 | 9.1 | No | N/A | 3 | 600 | 800 | 150 | 350 | 2025-01-01
216046613 | ELIOS | ESHMA09C2AN1 | EWHMA09C2AS1 | 15 | 26 | 12.5 | Yes | Both | 4 | 700 | 900 | 150 | 350 | 2025-01-01
216046614 | ELIOS | ESHMA12C2AN1 | EWHMA12C2AS1 | 13.2 | 24 | 10.5 | Yes | Both | 4 | 700 | 900 | 150 | 350 | 2025-01-01
216046615 | ELIOS | ESHMA18C2AN1 | EWHMA18C2AS1 | 13 | 21.7 | 10.8 | Yes | Both | 4 | 700 | 900 | 150 | 350 | 2025-01-01
216046616 | ELIOS | ESHMA24C2AN1 | EWHMA24C2AS1 | 12.5 | 22.3 | 13.3 | Yes | Both | 4 | 700 | 900 | 150 | 350 | 2025-01-01
216046617 | ELIOS | ESHMA33C2AN1 | EWHMA33C2AS1 | 11.7 | 20 | 10.5 | Yes | Both | 4 | 700 | 900 | 150 | 350 | 2025-01-01
216046618 | ELIOS | ESHEA09C2AN1 | GKHRA09C2AS1 | 14.3 | 21.6 | 11.3 | Yes | Both | 4 | 700 | 900 | 150 | 350 | 2025-01-01
216046619 | ELIOS | ESHEA12C2AN1 | GKHRA12C2AS1 | 12.5 | 21.1 | 10.4 | Yes | Both | 4 | 700 | 900 | 150 | 350 | 2025-01-01
216046620 | ELIOS | ESHEA18C2AN1 | GKHRA18C2AS1 | 12.5 | 20.7 | 11.4 | Yes | Both | 4 | 700 | 900 | 150 | 350 | 2025-01-01
216046621 | ELIOS | ESHEA24C2AN1 | GQHRA24C2AS1 | 12 | 22 | 10.5 | Yes | Both | 4 | 700 | 900 | 150 | 350 | 2025-01-01
216046622 | ELIOS | ESHUA36R2AN1 | GQHLA36R2AS1 | 9.6 | 20 | 10.3 | Yes | Yes | 4 | 700 | 900 | 150 | 350 | 2025-01-01
216046623 | ELIOS | ESHUA48R2AN1 | GQHLA48R2AS1 | 9.5 | 19 | 9.9 | Yes | Yes | 3 | 600 | 800 | 150 | 350 | 2025-01-01
216046625 | ELIOS | ESHEA18C2AN1 | GOHRA18C2AS1 | 12.5 | 22.2 | 12.2 | Yes | Both | 4 | 700 | 900 | 150 | 350 | 2025-01-01
216046626 | ELIOS | ESHEA09C2AN1 | GDHRA09C2AS1 | 13 | 19.7 | 11.5 | Yes | Both | 4 | 700 | 900 | 150 | 350 | 2025-01-01
216046627 | ELIOS | ESHEA12C2AN1 | GDHRA12C2AS1 | 12 | 19.5 | 10.5 | Yes | Both | 4 | 700 | 900 | 150 | 350 | 2025-01-01
216046628 | ELIOS | ESHEA18C2AN1 | GDHRA18C2AS1 | 13.3 | 20 | 11.3 | Yes | Both | 4 | 700 | 900 | 150 | 350 | 2025-01-01
216046629 | ELIOS | ESHEA24C2AN1 | GDHRA24C2AS1 | 12.5 | 19 | 11 | Yes | Both | 4 | 700 | 900 | 150 | 350 | 2025-01-01
216046630 | ELIOS | ESHUA36R2AN1 | GDHLA36R2AS1 | 10.1 | 18.7 | 10.2 | No | N/A | 4 | 700 | 900 | 150 | 350 | 2025-01-01
216046631 | ELIOS | ESHUA48R2AN1 | GDHLA48R2AS1 | 10 | 17.1 | 9.8 | Yes | Yes | 3 | 600 | 800 | 150 | 350 | 2025-01-01
216046632 | ELIOS | ESHUA60R2AN1 | GDHLA60R2AS1 | 10 | 17 | 9.7 | No | N/A | 3 | 600 | 800 | 150 | 350 | 2025-01-01
216046633 | ELIOS | ESHEA12C2AN1 | GFHRA12C2AS1 | 12.7 | 24.6 | 11 | Yes | Both | 4 | 700 | 900 | 150 | 350 | 2025-01-01
216046634 | ELIOS | ESHUA36R2AN1 | GVHLA36R2AS1 | 10.1 | 20 | 10 | No | N/A | 4 | 700 | 900 | 150 | 350 | 2025-01-01
216046635 | ELIOS | ESHUA48R2AN1 | GVHLA48R2AS1 | 9.5 | 19.8 | 10.2 | Yes | Yes | 4 | 700 | 900 | 150 | 350 | 2025-01-01
214810646 | ELIOS | DEA12HOS25230E8 | DM12HIDU230X5 | 11.7 | 19 | 10.3 | Yes | Both | 4 | 700 | 900 | 150 | 350 | 2025-01-01
214844431 | ELIOS | DEA12HOS25230E8 | DUB12HIFU230X5A | 13 | 25 | 11 | Yes | Both | 4 | 700 | 900 | 150 | 350 | 2025-01-01
214844432 | ELIOS | DEA12HOS28230E8 | DUB12HIFU230X5A | 13.3 | 24.2 | 10.7 | Yes | Both | 4 | 700 | 900 | 150 | 350 | 2025-01-01
214609258 | ELIOS | DEC60HOS18230S5A | DUA60HIDU230X5 | 9 | 15.4 | 8.4 | No | N/A | 1 | 400 | 600 | 100 | 300 | 2025-01-01
215444941 | EMI | EMXMZ218DA |  | 13 | 20 | 10 | Yes | Both | 4 | 700 | 900 | 150 | 350 | 2025-01-01
215444950 | EMI | EMXMZ548DA |  | 11.7 | 20.4 | 11 | Yes | Both | 4 | 700 | 900 | 150 | 350 | 2025-01-01
215444944 | EMI | EMXMZ327DA |  | 12 | 19 | 9.5 | Yes | Both | 3 | 600 | 800 | 150 | 350 | 2025-01-01
215444947 | EMI | EMXMZ436DA |  | 12 | 19.4 | 10.4 | Yes | Both | 4 | 700 | 900 | 150 | 350 | 2025-01-01
208121933 | EMI | MHMZ218DA |  | 12 | 19 | 9.3 | No | N/A | 3 | 600 | 800 | 150 | 350 | 2025-01-01
208121936 | EMI | MHMZ327DA |  | 11.7 | 20 | 9.5 | Yes | Both | 3 | 600 | 800 | 150 | 350 | 2025-01-01
208121942 | EMI | MHMZ548DA |  | 11.7 | 20.9 | 9 | Yes | Both | 3 | 600 | 800 | 150 | 350 | 2025-01-01
208121939 | EMI | MHMZ436DA |  | 11.7 | 19 | 10 | Yes | No | 4 | 700 | 900 | 150 | 350 | 2025-01-01
208121938 | EMI | MHMZ436DA |  | 13.6 | 22.2 | 10.3 | Yes | Both | 4 | 700 | 900 | 150 | 350 | 2025-01-01
208121941 | EMI | MHMZ548DA |  | 11.7 | 21.8 | 9.8 | Yes | Both | 3 | 600 | 800 | 150 | 350 | 2025-01-01
208121932 | EMI | MHMZ218DA |  | 12.5 | 22 | 9.8 | No | N/A | 3 | 600 | 800 | 150 | 350 | 2025-01-01
208121935 | EMI | MHMZ327DA |  | 12.5 | 23 | 10.6 | Yes | Both | 4 | 700 | 900 | 150 | 350 | 2025-01-01
205123803 | EMI | MZ4H36DAA |  | 11.5 | 22.5 | 9 | No | N/A | 3 | 600 | 800 | 150 | 350 | 2025-01-01
204853571 | EMI | MZ2H18DAA |  | 12 | 22.4 | 9.1 | Yes | No | 3 | 600 | 800 | 150 | 350 | 2025-01-01
204853572 | EMI | MZ3H27DAA |  | 12.5 | 23 | 9.2 | Yes | No | 3 | 600 | 800 | 150 | 350 | 2025-01-01
204853574 | EMI | MZ5H45DAA |  | 12.5 | 23.7 | 8.6 | Yes | No | 2 | 500 | 700 | 100 | 300 | 2025-01-01
203514060 | EMI | DHMZ436DA |  | 13.5 | 21.5 | 9.5 | Yes | Both | 3 | 600 | 800 | 150 | 350 | 2025-01-01
203514061 | EMI | DHMZ218DA |  | 12.5 | 21.5 | 9 | Yes | Both | 3 | 600 | 800 | 150 | 350 | 2025-01-01
203514062 | EMI | DHMZ327DA |  | 12.5 | 22 | 9 | Yes | Both | 3 | 600 | 800 | 150 | 350 | 2025-01-01
8993377 | EMI | MZ2H18DAA |  | 11.7 | 20.5 | 8.9 | Yes | No | 2 | 500 | 700 | 100 | 300 | 2025-01-01
8993378 | EMI | MZ3H27DAA |  | 12 | 22 | 8.9 | Yes | Both | 2 | 500 | 700 | 100 | 300 | 2025-01-01
8993379 | EMI | MZ4H36DAA |  | 10.8 | 22.5 | 9.2 | No | N/A | 3 | 600 | 800 | 150 | 350 | 2025-01-01
8993380 | EMI | MZ5H45DAA |  | 11.6 | 21.5 | 8.7 | No | N/A | 2 | 500 | 700 | 100 | 300 | 2025-01-01
215444946 | EMI | EMXMZ436DA |  | 13 | 23 | 10.7 | Yes | Both | 4 | 700 | 900 | 150 | 350 | 2025-01-01
215444949 | EMI | EMXMZ548DA |  | 12 | 23 | 11 | Yes | Both | 4 | 700 | 900 | 150 | 350 | 2025-01-01
215444940 | EMI | EMXMZ218DA |  | 15 | 25 | 10.4 | Yes | Both | 4 | 700 | 900 | 150 | 350 | 2025-01-01
215444943 | EMI | EMXMZ327DA |  | 12.5 | 23 | 10.5 | Yes | Both | 4 | 700 | 900 | 150 | 350 | 2025-01-01
215444942 | EMI | EMXMZ218DA |  | 14 | 22.5 | 10.2 | Yes | Both | 4 | 700 | 900 | 150 | 350 | 2025-01-01
215444951 | EMI | EMXMZ548DA |  | 11.85 | 21.7 | 11 | Yes | Both | 4 | 700 | 900 | 150 | 350 | 2025-01-01
215444948 | EMI | EMXMZ436DA |  | 12.5 | 21.2 | 10.55 | Yes | Both | 4 | 700 | 900 | 150 | 350 | 2025-01-01
215444945 | EMI | EMXMZ327DA |  | 12.25 | 21 | 10 | Yes | Both | 4 | 700 | 900 | 150 | 350 | 2025-01-01
208121934 | EMI | MHMZ218DA |  | 12.25 | 20.5 | 9.55 | No | N/A | 3 | 600 | 800 | 150 | 350 | 2025-01-01
208121937 | EMI | MHMZ327DA |  | 12.1 | 21.5 | 10.05 | Yes | Both | 4 | 700 | 900 | 150 | 350 | 2025-01-01
208121940 | EMI | MHMZ436DA |  | 12.65 | 20.6 | 10.15 | Yes | Both | 4 | 700 | 900 | 150 | 350 | 2025-01-01
208121943 | EMI | MHMZ548DA |  | 11.7 | 21.35 | 9.4 | Yes | Both | 3 | 600 | 800 | 150 | 350 | 2025-01-01
215862727 | EMI | ECOSZ109DA | ECOWAL09DA* | 12.6 | 21.6 | 9.4 | Yes | Both | 3 | 600 | 800 | 150 | 350 | 2025-01-01
215862728 | EMI | ECOSZ112DA | ECOWAL12DA* | 10.8 | 21.3 | 9.2 | No | N/A | 3 | 600 | 800 | 150 | 350 | 2025-01-01
208121917 | EMI | ADSZ109DA | ADWAL09DA | 10.5 | 18.5 | 8.8 | Yes | Yes | 2 | 500 | 700 | 100 | 300 | 2025-01-01
208121918 | EMI | ADSZ112DA | ADWAL12DA | 8.8 | 17.6 | 8.8 | No | N/A | 2 | 500 | 700 | 100 | 300 | 2025-01-01
208121919 | EMI | ADSZ118DA | ADWAL18DA | 9.9 | 18.3 | 8.7 | No | N/A | 2 | 500 | 700 | 100 | 300 | 2025-01-01
208121921 | EMI | ADSZ130DA | ADWAL30DA | 11 | 21 | 9.1 | No | N/A | 3 | 600 | 800 | 150 | 350 | 2025-01-01
208121922 | EMI | ADSZ136DA | ADWAL36DA | 8.5 | 17.5 | 8.7 | No | N/A | 2 | 500 | 700 | 100 | 300 | 2025-01-01
208121923 | EMI | MHSZ106DA | MHWAL06DA | 15.8 | 26.5 | 13.6 | Yes | Both | 4 | 700 | 900 | 150 | 350 | 2025-01-01
208121924 | EMI | MHSZ109DA | MHWAL09DA | 16.2 | 28.1 | 11.5 | Yes | Both | 4 | 700 | 900 | 150 | 350 | 2025-01-01
208121925 | EMI | MHSZ112DA | MHWAL12DA | 14 | 25.5 | 10.4 | Yes | Both | 4 | 700 | 900 | 150 | 350 | 2025-01-01
208121926 | EMI | MHSZ118DA | MHWAL18DA | 12.5 | 21.5 | 11.3 | Yes | Both | 4 | 700 | 900 | 150 | 350 | 2025-01-01
208121927 | EMI | MHSZ124DA | MHWAL24DA | 13 | 21.5 | 11.4 | No | N/A | 4 | 700 | 900 | 150 | 350 | 2025-01-01
208121928 | EMI | MHSZ109DA | MHCAS09DA | 13 | 20.5 | 10.3 | Yes | Both | 4 | 700 | 900 | 150 | 350 | 2025-01-01
208121929 | EMI | MHSZ112DA | MHCAS12DA | 12.7 | 22.3 | 10.2 | Yes | Both | 4 | 700 | 900 | 150 | 350 | 2025-01-01
208121930 | EMI | MHSZ118DA | MHCAS18DA | 12.5 | 20 | 9.5 | Yes | Both | 3 | 600 | 800 | 150 | 350 | 2025-01-01
208121931 | EMI | MHSZ124DA | MHCAS24DA | 11 | 20.5 | 11.5 | No | N/A | 4 | 700 | 900 | 150 | 350 | 2025-01-01
204745048 | EMI | SZ1H12AAA | WALH12AAA | 12.5 | 20.1 | 8.2 | Yes | No | 1 | 400 | 600 | 100 | 300 | 2025-01-01
203514056 | EMI | DHSZ109DA | DHWAL09DA | 14.5 | 23.1 | 9.9 | Yes | No | 3 | 600 | 800 | 150 | 350 | 2025-01-01
203514057 | EMI | DHSZ112DA | DHWAL12DA | 13 | 19.9 | 9.1 | Yes | No | 3 | 600 | 800 | 150 | 350 | 2025-01-01
203514058 | EMI | DHSZ118DA | DHWAL18DA | 12.5 | 19.4 | 8.9 | Yes | No | 2 | 500 | 700 | 100 | 300 | 2025-01-01
203514059 | EMI | DHSZ124DA | DHWAL24DA | 13 | 20 | 9.5 | Yes | No | 3 | 600 | 800 | 150 | 350 | 2025-01-01
8993362 | EMI | SZIH12AAA | WALH12AAA | 12.5 | 20.1 | 8.2 | Yes | No | 1 | 400 | 600 | 100 | 300 | 2025-01-01
8993365 | EMI | SZ1H12DAA | WALH12DAA | 13 | 21.3 | 8.4 | Yes | No | 1 | 400 | 600 | 100 | 300 | 2025-01-01
8993366 | EMI | SZ1H12DAA | CASH12DAA | 13 | 21.3 | 8.4 | Yes | No | 1 | 400 | 600 | 100 | 300 | 2025-01-01
8993367 | EMI | SZ1H18DAA | WALH18DAA | 13 | 19.9 | 8.1 | Yes | No | 1 | 400 | 600 | 100 | 300 | 2025-01-01
8993368 | EMI | SZ1H18DAA | CASH18DAA | 12.5 | 20 | 9.1 | Yes | No | 3 | 600 | 800 | 150 | 350 | 2025-01-01
215444933 | EMI | ECOSZ130DA | ECOWAL30DA | 11 | 20 | 9.2 | No | N/A | 3 | 600 | 800 | 150 | 350 | 2025-01-01
215444934 | EMI | ECOSZ136DA | ECOWAL36DA | 9 | 18 | 8.5 | No | N/A | 2 | 500 | 700 | 100 | 300 | 2025-01-01
215444935 | EMI | EMXSZ106DA | EMXWAL06DA | 18 | 25.5 | 14.8 | Yes | Both | 4 | 700 | 900 | 150 | 350 | 2025-01-01
215444936 | EMI | EMXSZ109DA | EMXWAL09DA | 15.4 | 27.4 | 12.5 | Yes | Both | 4 | 700 | 900 | 150 | 350 | 2025-01-01
215444937 | EMI | EMXSZ112DA | EMXWAL12DA | 13.4 | 25.4 | 10.5 | Yes | Both | 4 | 700 | 900 | 150 | 350 | 2025-01-01
215444938 | EMI | EMXSZ118DA | EMXWAL18DA | 12.5 | 21.4 | 11 | Yes | Both | 4 | 700 | 900 | 150 | 350 | 2025-01-01
215444939 | EMI | EMXSZ124DA | EMXWAL24DA | 13 | 21 | 13.5 | Yes | Both | 4 | 700 | 900 | 150 | 350 | 2025-01-01
215862729 | EMI | ECOSZ118DA | ECOWAL18DA* | 11.5 | 20.2 | 9.1 | No | N/A | 3 | 600 | 800 | 150 | 350 | 2025-01-01
215862730 | EMI | ECOSZ124DA | ECOWAL24DA* | 9.6 | 18.5 | 9 | Yes | Yes | 3 | 600 | 800 | 150 | 350 | 2025-01-01
203383855 | Everwell | DX09C416H-19 | DX09E416H-19 | 11.5 | 18.9 | 8.1 | No | N/A | 1 | 400 | 600 | 100 | 300 | 2025-01-01
203383856 | Everwell | DX09C426H-19 | DX09E426H-19 | 11 | 18 | 9.1 | No | N/A | 3 | 600 | 800 | 150 | 350 | 2025-01-01
203383857 | Everwell | DX12C416H-19 | DX12E416H-19 | 10.5 | 19 | 8.3 | No | N/A | 1 | 400 | 600 | 100 | 300 | 2025-01-01
203383859 | Everwell | DX18C426H-19 | DX18E426H-19 | 11 | 18.7 | 8.1 | No | N/A | 1 | 400 | 600 | 100 | 300 | 2025-01-01
213352677 | EVERWELL | MKTH1823C-16 | MKTH1823E-16 | 8.5 | 17 | 8.5 | No | N/A | 2 | 500 | 700 | 100 | 300 | 2025-01-01
214584773 | EVO AIR | TSC-12HA2/I3TI23 | TSC-12HA2/I3TI23 | 13 | 23 | 9.5 | No | N/A | 3 | 600 | 800 | 150 | 350 | 2025-01-01
214584774 | EVO AIR | TSC-18HA2/I3TI21 | TSC-18HA2/I3TI21 | 13 | 22 | 9 | No | N/A | 3 | 600 | 800 | 150 | 350 | 2025-01-01
216772604 | Flex | HW12KUHR454B-O | HW12KUHR454B-I | 12.25 | 23 | 10 | No | N/A | 4 | 700 | 900 | 150 | 350 | 2025-01-01
216772605 | Flex | HW18KUHR454B-O | HW18KUHR454B-I | 12.95 | 21 | 10 | No | N/A | 4 | 700 | 900 | 150 | 350 | 2025-01-01
216772606 | Flex | HW12KUHR410A-O | HW12KUHR410A-I | 12.7 | 23.5 | 9.5 | No | N/A | 3 | 600 | 800 | 150 | 350 | 2025-01-01
216772607 | Flex | HW18KUHR410A-O | HW18KUHR410A-I | 13.2 | 20.5 | 9.5 | No | N/A | 3 | 600 | 800 | 150 | 350 | 2025-01-01
206720387 | FOREST AIR | FGH-36ES/MZ |  | 11.8 | 21 | 8.6 | No | N/A | 2 | 500 | 700 | 100 | 300 | 2025-01-01
206720390 | FOREST AIR | FGH-42ES/MZ |  | 10.4 | 21 | 8.6 | No | N/A | 2 | 500 | 700 | 100 | 300 | 2025-01-01
206720378 | FOREST AIR | FGH-18ES/MZ |  | 12.5 | 21 | 9 | No | N/A | 3 | 600 | 800 | 150 | 350 | 2025-01-01
206720381 | FOREST AIR | FGH-24ES/MZ |  | 11.8 | 21 | 9 | No | N/A | 3 | 600 | 800 | 150 | 350 | 2025-01-01
206720384 | FOREST AIR | FGH-30ES/MZ |  | 11.8 | 20 | 8.6 | No | N/A | 2 | 500 | 700 | 100 | 300 | 2025-01-01
206720373 | FOREST AIR | FGH-09ES/E23-O | FGH-09ES/E23-I | 14 | 23 | 8.5 | No | N/A | 2 | 500 | 700 | 100 | 300 | 2025-01-01
206720374 | FOREST AIR | FGH-12ES/E23-O | FGH-12ES/E23-I | 12 | 21.5 | 8.5 | No | N/A | 2 | 500 | 700 | 100 | 300 | 2025-01-01
206720375 | FOREST AIR | FGH-18ES/E23-O | FGH-18ES/E23-I | 12.5 | 20 | 8.5 | No | N/A | 2 | 500 | 700 | 100 | 300 | 2025-01-01
206720376 | FOREST AIR | FGH-12ES/E-38-O | FGH-12ES/E-38-I | 14 | 24 | 8.5 | No | N/A | 2 | 500 | 700 | 100 | 300 | 2025-01-01
206720377 | FOREST AIR | FGH-18ES/E-38-O | FGH-18ES/E-38-I | 13.5 | 22 | 10 | No | N/A | 4 | 700 | 900 | 150 | 350 | 2025-01-01
207804202 | ForestAir | FA-H24-D21TL/O3-ES |  | 12 | 22 | 9 | No | N/A | 3 | 600 | 800 | 150 | 350 | 2025-01-01
207804203 | ForestAir | FA-H36-D21TL/O4-ES |  | 12 | 21.5 | 9 | No | N/A | 3 | 600 | 800 | 150 | 350 | 2025-01-01
207804201 | ForestAir | FA-H16-D21TL/O2-ES |  | 12 | 22 | 9 | No | N/A | 3 | 600 | 800 | 150 | 350 | 2025-01-01
207797359 | ForestAir | FA-H09-A23TL/O-ES | FA-H09-A23TL/I-ES | 12.5 | 23 | 9 | No | N/A | 3 | 600 | 800 | 150 | 350 | 2025-01-01
207797360 | ForestAir | FA-H12-A23TL/O-ES | FA-H12-A23TL/I-ES | 12.5 | 22 | 9 | No | N/A | 3 | 600 | 800 | 150 | 350 | 2025-01-01
207797361 | ForestAir | FA-H09-D23TL/O-ES | FA-H09-D23TL/I-ES | 13 | 23.5 | 9.2 | No | N/A | 3 | 600 | 800 | 150 | 350 | 2025-01-01
207797362 | ForestAir | FA-H12-D23TL/O-ES | FA-H12-D23TL/I-ES | 13 | 23 | 9.5 | No | N/A | 3 | 600 | 800 | 150 | 350 | 2025-01-01
207797363 | ForestAir | FA-H18-D23TL/O-ES | FA-H18-D23TL/I-ES | 13 | 22 | 9 | No | N/A | 3 | 600 | 800 | 150 | 350 | 2025-01-01
207797364 | ForestAir | FA-H23-D23TL/O-ES | FA-H23-D23TL/I-ES | 12.5 | 20 | 9 | No | N/A | 3 | 600 | 800 | 150 | 350 | 2025-01-01
211624981 | ForestAir | FGH-12ES/E25-O | FGH-12ES/E25-I | 12.5 | 25 | 9 | Yes | Yes | 3 | 600 | 800 | 150 | 350 | 2025-01-01
211624982 | ForestAir | FGH-18ES/E25-O | FGH-18ES/E25-I | 13 | 23 | 8.5 | No | N/A | 2 | 500 | 700 | 100 | 300 | 2025-01-01
211624983 | ForestAir | FGH-09ES/E25-O | FGH-09ES/E25-I | 14.7 | 25 | 9.5 | Yes | Both | 3 | 600 | 800 | 150 | 350 | 2025-01-01
211624984 | ForestAir | FGH-24ES/E25-O | FGH-24ES/E25-I | 13 | 24 | 9.5 | Yes | Yes | 3 | 600 | 800 | 150 | 350 | 2025-01-01
206764075 | FRANKLIN | MST363E23MHAA |  | 11.7 | 19 | 9.5 | Yes | No | 3 | 600 | 800 | 150 | 350 | 2025-01-01
214383449 | FRANKLIN | MST483F25MHAA |  | 11.7 | 20.9 | 9 | Yes | Both | 3 | 600 | 800 | 150 | 350 | 2025-01-01
214383440 | FRANKLIN | MST183F25MHAA |  | 12 | 19 | 9.3 | Yes | Both | 3 | 600 | 800 | 150 | 350 | 2025-01-01
214383443 | FRANKLIN | MST273F25MHAA |  | 11.8 | 19 | 10 | Yes | Both | 4 | 700 | 900 | 150 | 350 | 2025-01-01
214383446 | FRANKLIN | MST363F25MHAA |  | 12 | 19.4 | 10 | Yes | Both | 4 | 700 | 900 | 150 | 350 | 2025-01-01
206764069 | FRANKLIN | MST183E23MHAA |  | 12 | 19 | 9.3 | Yes | Both | 3 | 600 | 800 | 150 | 350 | 2025-01-01
216623787 | FRANKLIN | MST283F25MHAA |  | 11.7 | 20 | 9.5 | Yes | Both | 3 | 600 | 800 | 150 | 350 | 2025-01-01
216623786 | FRANKLIN | MST283F25MHAA |  | 12.5 | 23 | 10.6 | Yes | Both | 4 | 700 | 900 | 150 | 350 | 2025-01-01
206764068 | FRANKLIN | MST183E23MHAA |  | 12.5 | 22 | 9.8 | Yes | Both | 3 | 600 | 800 | 150 | 350 | 2025-01-01
214383445 | FRANKLIN | MST363F25MHAA |  | 12.5 | 22.4 | 10.9 | Yes | Both | 4 | 700 | 900 | 150 | 350 | 2025-01-01
214383448 | FRANKLIN | MST483F25MHAA |  | 11.7 | 21.8 | 9.8 | Yes | Both | 3 | 600 | 800 | 150 | 350 | 2025-01-01
214383439 | FRANKLIN | MST183F25MHAA |  | 12.5 | 22 | 9.8 | Yes | Both | 3 | 600 | 800 | 150 | 350 | 2025-01-01
214383442 | FRANKLIN | MST273F25MHAA |  | 12.2 | 21.8 | 10 | Yes | Both | 4 | 700 | 900 | 150 | 350 | 2025-01-01
206764074 | FRANKLIN | MST363E23MHAA |  | 13.5 | 21.5 | 9.5 | Yes | Both | 3 | 600 | 800 | 150 | 350 | 2025-01-01
214383450 | FRANKLIN | MST483F25MHAA |  | 11.7 | 21.35 | 9.4 | Yes | Both | 3 | 600 | 800 | 150 | 350 | 2025-01-01
214383441 | FRANKLIN | MST183F25MHAA |  | 12.25 | 20.5 | 9.55 | Yes | Both | 3 | 600 | 800 | 150 | 350 | 2025-01-01
214383447 | FRANKLIN | MST363F25MHAA |  | 12.25 | 20.9 | 10.45 | Yes | Both | 4 | 700 | 900 | 150 | 350 | 2025-01-01
214383444 | FRANKLIN | MST273F25MHAA |  | 12 | 20.4 | 10 | Yes | Both | 4 | 700 | 900 | 150 | 350 | 2025-01-01
206764070 | FRANKLIN | MST183E23MHAA |  | 12.25 | 20.5 | 9.55 | Yes | Both | 3 | 600 | 800 | 150 | 350 | 2025-01-01
206764073 | FRANKLIN | MST303E23MHAA |  | 11.75 | 20 | 8.5 | No | N/A | 2 | 500 | 700 | 100 | 300 | 2025-01-01
216623788 | FRANKLIN | MST283F25MHAA |  | 12.1 | 21.5 | 10.05 | Yes | Both | 4 | 700 | 900 | 150 | 350 | 2025-01-01
206900413 | FRANKLIN | MSH183E19MCAA | MSH183E19AXAA | 11 | 18.7 | 8.1 | No | N/A | 1 | 400 | 600 | 100 | 300 | 2025-01-01
206900415 | FRANKLIN | MSH123E21MCAA | MSH123E21AXAA | 13 | 21.3 | 8.4 | Yes | No | 1 | 400 | 600 | 100 | 300 | 2025-01-01
206900416 | FRANKLIN | MSH183E21MCAA | MSH183E21AXAA | 13 | 19.9 | 8.1 | Yes | No | 1 | 400 | 600 | 100 | 300 | 2025-01-01
206900427 | FRANKLIN | MSH093E23MCAA | MST093E21ADAA | 13.2 | 20.2 | 12 | Yes | Both | 4 | 700 | 900 | 150 | 350 | 2025-01-01
206900428 | FRANKLIN | MSH123E23MCAA | MST123E21ADAA | 11.7 | 19.5 | 10 | Yes | Both | 4 | 700 | 900 | 150 | 350 | 2025-01-01
206900429 | FRANKLIN | MSH183E23MCAA | MST183E21ADAA | 11.7 | 18 | 9.5 | Yes | Both | 3 | 600 | 800 | 150 | 350 | 2025-01-01
206900430 | FRANKLIN | MSH243E23MCAA | MST243E21ADAA | 12 | 19.2 | 10.5 | Yes | Both | 4 | 700 | 900 | 150 | 350 | 2025-01-01
206900432 | FRANKLIN | MSH093E23MCAA | MST093E20ACAA | 13 | 20.5 | 10.3 | Yes | Both | 4 | 700 | 900 | 150 | 350 | 2025-01-01
206900433 | FRANKLIN | MSH123E23MCAA | MST123E20ACAA | 12.7 | 22.3 | 10.2 | Yes | Both | 4 | 700 | 900 | 150 | 350 | 2025-01-01
206900434 | FRANKLIN | MSH183E23MCAA | MST183E20ACAA | 12.5 | 20 | 9.5 | Yes | Both | 3 | 600 | 800 | 150 | 350 | 2025-01-01
206900439 | FRANKLIN | MSH093E21MCAA | MST093E21ADAA | 12.1 | 18.7 | 9.8 | Yes | Both | 3 | 600 | 800 | 150 | 350 | 2025-01-01
206900440 | FRANKLIN | MSH123E21MCAA | MST123E21ADAA | 11.7 | 19 | 10 | Yes | Both | 4 | 700 | 900 | 150 | 350 | 2025-01-01
206900441 | FRANKLIN | MSH183E21MCAA | MST183E21ADAA | 11.7 | 18.5 | 9.2 | Yes | No | 3 | 600 | 800 | 150 | 350 | 2025-01-01
206900442 | FRANKLIN | MSH243E21MCAA | MST243E21ADAA | 11.7 | 19 | 10 | Yes | Both | 4 | 700 | 900 | 150 | 350 | 2025-01-01
206900445 | FRANKLIN | MSH603E18MCAA | MST603E18ADAA | 9 | 15.4 | 8.4 | No | N/A | 1 | 400 | 600 | 100 | 300 | 2025-01-01
206900447 | FRANKLIN | MSH183E21MCAA | MST183E20ACAA | 12.5 | 20 | 9.1 | Yes | No | 3 | 600 | 800 | 150 | 350 | 2025-01-01
206764062 | FRANKLIN | MSH093E23MCAA | MSH093E23AXAA | 15.6 | 25 | 11 | Yes | No | 4 | 700 | 900 | 150 | 350 | 2025-01-01
206764063 | FRANKLIN | MSH123E23MCAA | MSH123E23AXAA | 13.5 | 23.6 | 9.5 | No | N/A | 3 | 600 | 800 | 150 | 350 | 2025-01-01
206764064 | FRANKLIN | MSH183E23MCAA | MSH183E23AXAA | 12.5 | 19.4 | 10 | Yes | No | 4 | 700 | 900 | 150 | 350 | 2025-01-01
206764065 | FRANKLIN | MSH243E23MCAA | MSH243E23AXAA | 11.7 | 18.9 | 10.4 | Yes | Both | 4 | 700 | 900 | 150 | 350 | 2025-01-01
214605986 | FRANKLIN | MSH183F25MCAA | MSH183E23AXAA | 12.5 | 19.4 | 10 | Yes | No | 4 | 700 | 900 | 150 | 350 | 2025-01-01
214595281 | FRANKLIN | MSH123E23MCAA | MSH123F25AXAA | 14 | 25.5 | 10.4 | Yes | Both | 4 | 700 | 900 | 150 | 350 | 2025-01-01
214595282 | FRANKLIN | MSH183E23MCAA | MSH183F25AXAA | 12.5 | 21.5 | 11.3 | Yes | Both | 4 | 700 | 900 | 150 | 350 | 2025-01-01
214594905 | FRANKLIN | MSH123F25MCAA | MST123E20ACAA | 12.7 | 22.3 | 10.2 | Yes | Both | 4 | 700 | 900 | 150 | 350 | 2025-01-01
214594906 | FRANKLIN | MSH183F25MCAA | MST183E20ACAA | 12.5 | 20 | 9.5 | Yes | Both | 3 | 600 | 800 | 150 | 350 | 2025-01-01
214594907 | FRANKLIN | MSH123F25MCAA | MST123E21ADAA | 11.7 | 19.5 | 10 | Yes | Both | 4 | 700 | 900 | 150 | 350 | 2025-01-01
214594908 | FRANKLIN | MSH183F25MCAA | MST183E21ADAA | 11.7 | 18 | 9.5 | Yes | Both | 3 | 600 | 800 | 150 | 350 | 2025-01-01
214594909 | FRANKLIN | MSH243F25MCAA | MST243E21ADAA | 12 | 19.2 | 10.5 | Yes | Both | 4 | 700 | 900 | 150 | 350 | 2025-01-01
214383433 | FRANKLIN | MSH093F25MCAA | MSH093F25AXAA | 16.2 | 28.1 | 11.5 | Yes | Both | 4 | 700 | 900 | 150 | 350 | 2025-01-01
214383434 | FRANKLIN | MSH123F25MCAA | MSH123F25AXAA | 14 | 25.5 | 10.4 | Yes | Both | 4 | 700 | 900 | 150 | 350 | 2025-01-01
214383435 | FRANKLIN | MSH183F25MCAA | MSH183F25AXAA | 12.5 | 21.5 | 11.3 | Yes | Both | 4 | 700 | 900 | 150 | 350 | 2025-01-01
214383436 | FRANKLIN | MSH243F25MCAA | MSH243F25AXAA | 13 | 21.5 | 11.4 | Yes | Both | 4 | 700 | 900 | 150 | 350 | 2025-01-01
214383437 | FRANKLIN | MSH303F25MCAA | MSH303F25AXAA | 11.5 | 20.1 | 9 | Yes | No | 3 | 600 | 800 | 150 | 350 | 2025-01-01
215792837 | Friedrich | FPHMR18A3D |  | 12 | 17.5 | 9.4 | Yes | Both | 3 | 600 | 800 | 150 | 350 | 2025-01-01
215792840 | Friedrich | FPHMR27A3D |  | 11.5 | 18 | 8.8 | Yes | Both | 2 | 500 | 700 | 100 | 300 | 2025-01-01
215792842 | Friedrich | FPHMR42A3D |  | 11.35 | 18 | 8.8 | Yes | Both | 2 | 500 | 700 | 100 | 300 | 2025-01-01
215792845 | Friedrich | FPHMR36A3D |  | 12.85 | 19 | 9 | Yes | Both | 3 | 600 | 800 | 150 | 350 | 2025-01-01
8915236 | FRIEDRICH | MR36TQY3JMA |  | 11 | 17.6 | 8.5 | No | N/A | 2 | 500 | 700 | 100 | 300 | 2025-01-01
204005731 | FRIEDRICH | FPHMR24A3A |  | 12.1 | 21 | 8.6 | Yes | Both | 2 | 500 | 700 | 100 | 300 | 2025-01-01
203996910 | FRIEDRICH | FPHMR36A3A |  | 12 | 19.5 | 8.9 | Yes | Both | 2 | 500 | 700 | 100 | 300 | 2025-01-01
205141511 | FRIEDRICH | FPHMR42A3A |  | 10 | 18 | 8.8 | No | N/A | 2 | 500 | 700 | 100 | 300 | 2025-01-01
205150428 | FRIEDRICH | FPHMR18A3A |  | 11.5 | 19 | 9.4 | Yes | Both | 3 | 600 | 800 | 150 | 350 | 2025-01-01
205150429 | FRIEDRICH | FPHMR18A3A |  | 12.5 | 21 | 9.5 | Yes | Both | 3 | 600 | 800 | 150 | 350 | 2025-01-01
205141512 | FRIEDRICH | FPHMR42A3A |  | 10.5 | 20 | 8.95 | No | N/A | 2 | 500 | 700 | 100 | 300 | 2025-01-01
204101247 | FRIEDRICH | FPHMR36A3A |  | 12.5 | 21 | 9 | Yes | Both | 3 | 600 | 800 | 150 | 350 | 2025-01-01
8915235 | FRIEDRICH | MR36TQY3JMA |  | 13 | 21.5 | 8.2 | No | N/A | 1 | 400 | 600 | 100 | 300 | 2025-01-01
215792846 | Friedrich | FPHMR36A3D |  | 12.85 | 22 | 10 | Yes | Both | 4 | 700 | 900 | 150 | 350 | 2025-01-01
215792839 | Friedrich | FPHMR27A3D |  | 12.85 | 23 | 10 | Yes | Both | 4 | 700 | 900 | 150 | 350 | 2025-01-01
215792843 | Friedrich | FPHMR42A3D |  | 12 | 22 | 9.5 | Yes | Both | 3 | 600 | 800 | 150 | 350 | 2025-01-01
215792836 | Friedrich | FPHMR18A3D |  | 13.3 | 22 | 10 | Yes | Both | 4 | 700 | 900 | 150 | 350 | 2025-01-01
204101246 | FRIEDRICH | FPHMR24A3A |  | 12.5 | 22 | 9.05 | Yes | Both | 3 | 600 | 800 | 150 | 350 | 2025-01-01
215792838 | Friedrich | FPHMR18A3D |  | 12.65 | 19.75 | 9.7 | Yes | Both | 3 | 600 | 800 | 150 | 350 | 2025-01-01
215792844 | Friedrich | FPHMR42A3D |  | 11.8 | 20 | 9.15 | Yes | Both | 3 | 600 | 800 | 150 | 350 | 2025-01-01
215792841 | Friedrich | FPHMR27A3D |  | 12.2 | 20.5 | 9.4 | Yes | Both | 3 | 600 | 800 | 150 | 350 | 2025-01-01
215792847 | Friedrich | FPHMR36A3D |  | 12.85 | 20.5 | 9.5 | Yes | Both | 3 | 600 | 800 | 150 | 350 | 2025-01-01
8915240 | FRIEDRICH | MR36TQY3JMA |  | 12 | 19.55 | 8.35 | No | N/A | 1 | 400 | 600 | 100 | 300 | 2025-01-01
203999079 | FRIEDRICH | FPHMR24A3A |  | 12.3 | 21.5 | 8.83 | Yes | Both | 2 | 500 | 700 | 100 | 300 | 2025-01-01
203999080 | FRIEDRICH | FPHMR36A3A |  | 12.25 | 20.25 | 8.95 | Yes | Both | 2 | 500 | 700 | 100 | 300 | 2025-01-01
205141513 | FRIEDRICH | FPHMR42A3A |  | 10.25 | 19 | 8.88 | No | N/A | 2 | 500 | 700 | 100 | 300 | 2025-01-01
205150430 | FRIEDRICH | FPHMR18A3A |  | 12.25 | 20 | 9.45 | Yes | Both | 3 | 600 | 800 | 150 | 350 | 2025-01-01
216626150 | FRIEDRICH | FPHFR09A3D | FPHFD09A3D | 11.7 | 19.5 | 9.5 | Yes | Both | 3 | 600 | 800 | 150 | 350 | 2025-01-01
216626151 | FRIEDRICH | FPHFR12A3D | FPHFD12A3D | 11.7 | 19.5 | 9.5 | Yes | Both | 3 | 600 | 800 | 150 | 350 | 2025-01-01
216626152 | FRIEDRICH | FPHFR09A3D | FPHFC09A3D | 12 | 20 | 9.5 | Yes | Both | 3 | 600 | 800 | 150 | 350 | 2025-01-01
216626153 | FRIEDRICH | FPHFR12A3D | FPHFC12A3D | 12 | 20 | 9.5 | Yes | Both | 3 | 600 | 800 | 150 | 350 | 2025-01-01
216626154 | FRIEDRICH | FPHFR18A3D | FPHFC18A3D | 12 | 20 | 10 | Yes | Both | 4 | 700 | 900 | 150 | 350 | 2025-01-01
216626155 | FRIEDRICH | FPHFR24A3D | FPHFC24A3D | 12 | 20 | 10.5 | Yes | Both | 4 | 700 | 900 | 150 | 350 | 2025-01-01
216626156 | FRIEDRICH | FPHFR18A3D | FPHFD18A3D | 11.7 | 19 | 9 | Yes | Both | 3 | 600 | 800 | 150 | 350 | 2025-01-01
216626157 | FRIEDRICH | FPHFR24A3D | FPHFD24A3D | 11.7 | 19 | 9.5 | Yes | Both | 3 | 600 | 800 | 150 | 350 | 2025-01-01
205304085 | FRIEDRICH | FSHSR09A1A | FSHSW09A1A | 9.55 | 17 | 8.3 | No | N/A | 1 | 400 | 600 | 100 | 300 | 2025-01-01
205142781 | FRIEDRICH | FPHSR09A1A-A | FPHSW09A1B | 12.8 | 18.5 | 9 | Yes | Both | 3 | 600 | 800 | 150 | 350 | 2025-01-01
205142782 | FRIEDRICH | FPHSR12A1A-A | FPHSW12A1B | 12.5 | 21.7 | 9.5 | Yes | No | 3 | 600 | 800 | 150 | 350 | 2025-01-01
205142783 | FRIEDRICH | FPHSR09A3A-A | FPHFW09A3B | 13.7 | 22 | 9 | Yes | Both | 3 | 600 | 800 | 150 | 350 | 2025-01-01
205142785 | FRIEDRICH | FPHSR12A3A-A | FPHFW12A3B | 13 | 21 | 9.5 | Yes | No | 3 | 600 | 800 | 150 | 350 | 2025-01-01
205142786 | FRIEDRICH | FPHSR18A3A-A | FPHFW18A3B | 13 | 22.5 | 9.2 | Yes | Both | 3 | 600 | 800 | 150 | 350 | 2025-01-01
205142787 | FRIEDRICH | FPHSR24A3A-A | FPHFW24A3B | 12.2 | 20.5 | 8.6 | Yes | Both | 2 | 500 | 700 | 100 | 300 | 2025-01-01
205142789 | FRIEDRICH | FRHSR12A3A-A | FRHSW12A3B | 15.4 | 23.5 | 9.8 | Yes | Both | 3 | 600 | 800 | 150 | 350 | 2025-01-01
205123805 | FRIEDRICH | FPHFR24A3A | FPHFC24A3B | 12.5 | 18.5 | 10 | Yes | Both | 4 | 700 | 900 | 150 | 350 | 2025-01-01
205123806 | FRIEDRICH | FPHFR24A3A | FPHFD24A3A | 10.45 | 18 | 9.5 | No | N/A | 3 | 600 | 800 | 150 | 350 | 2025-01-01
205150421 | FRIEDRICH | FPHFR36A3A | FPHSC36A3B | 10.65 | 18 | 9.8 | No | N/A | 3 | 600 | 800 | 150 | 350 | 2025-01-01
205150422 | FRIEDRICH | FPHFR36A3A | FPHSD36A3A | 10.9 | 17.5 | 9.5 | No | N/A | 3 | 600 | 800 | 150 | 350 | 2025-01-01
205104716 | FRIEDRICH | FPHFR12A3A | FPHFC12A3B | 12.5 | 20.5 | 9.5 | Yes | Both | 3 | 600 | 800 | 150 | 350 | 2025-01-01
205104717 | FRIEDRICH | FPHFR12A3A | FPHFD12A3A | 11 | 19 | 9 | No | N/A | 3 | 600 | 800 | 150 | 350 | 2025-01-01
205104719 | FRIEDRICH | FPHFR18A3A | FPHFC18A3B | 12.5 | 20.5 | 10 | Yes | Both | 4 | 700 | 900 | 150 | 350 | 2025-01-01
205104720 | FRIEDRICH | FPHFR18A3A | FPHFD18A3A | 11.4 | 19 | 9.5 | No | N/A | 3 | 600 | 800 | 150 | 350 | 2025-01-01
205048197 | FRIEDRICH | FPHFR09A3A | FPHFC09A3B | 12.85 | 20.5 | 10 | Yes | Both | 4 | 700 | 900 | 150 | 350 | 2025-01-01
205048198 | FRIEDRICH | FPHFR09A3A | FPHFD09A3A | 12 | 18 | 9 | Yes | Both | 3 | 600 | 800 | 150 | 350 | 2025-01-01
203383864 | FRIEDRICH | FRHSR12A3A | FRHSW12A3A | 15.4 | 23.5 | 9.8 | Yes | Both | 3 | 600 | 800 | 150 | 350 | 2025-01-01
203383865 | FRIEDRICH | FPHSR09A3A | FPHFW09A3A | 13.7 | 22 | 9 | Yes | Both | 3 | 600 | 800 | 150 | 350 | 2025-01-01
203383866 | FRIEDRICH | FPHSR12A3A | FPHFW12A3A | 13 | 21 | 9.5 | Yes | No | 3 | 600 | 800 | 150 | 350 | 2025-01-01
203383867 | FRIEDRICH | FPHSR09A1A | FPHSW09A1A | 12.8 | 18.5 | 9 | Yes | Both | 3 | 600 | 800 | 150 | 350 | 2025-01-01
203383868 | FRIEDRICH | FPHSR12A1A | FPHSW12A1A | 12.5 | 21.7 | 9.5 | Yes | No | 3 | 600 | 800 | 150 | 350 | 2025-01-01
203383869 | FRIEDRICH | FPHSR18A3A | FPHFW18A3A | 13 | 22.5 | 9.2 | Yes | Both | 3 | 600 | 800 | 150 | 350 | 2025-01-01
203383870 | FRIEDRICH | FPHSR24A3A | FPHFW24A3A | 12.2 | 20.5 | 8.6 | Yes | Both | 2 | 500 | 700 | 100 | 300 | 2025-01-01
203404668 | FRIEDRICH | FPHSR07A3A | FPHFW07A3A | 13.7 | 22 | 9 | No | N/A | 3 | 600 | 800 | 150 | 350 | 2025-01-01
201763897 | FRIEDRICH | MRH09Y3JA | MWH09Y3JA | 15.5 | 27.5 | 10.5 | No | N/A | 4 | 700 | 900 | 150 | 350 | 2025-01-01
201763898 | FRIEDRICH | MRH12Y3JA | MWH12Y3JA | 15.4 | 23.5 | 9.8 | No | N/A | 3 | 600 | 800 | 150 | 350 | 2025-01-01
214604197 | FRIEDRICH | FSHSR18B3B | FAHFW18A3A | 11.95 | 21 | 9.8 | No | N/A | 3 | 600 | 800 | 150 | 350 | 2025-01-01
214604198 | FRIEDRICH | FSHSR24B3B | FAHFW24A3A | 10.6 | 19.5 | 8.5 | No | N/A | 2 | 500 | 700 | 100 | 300 | 2025-01-01
10221175 | FRIEDRICH | MRAD09Y1J | MWAD09Y1J | 13 | 23 | 9.4 | No | N/A | 3 | 600 | 800 | 150 | 350 | 2025-01-01
10221176 | FRIEDRICH | MRAD12Y1J | MWAD12Y1J | 12 | 21.5 | 8.2 | No | N/A | 1 | 400 | 600 | 100 | 300 | 2025-01-01
10221177 | FRIEDRICH | MRAD18Y3J | MWAD18Y3J | 12.5 | 20 | 8.5 | No | N/A | 2 | 500 | 700 | 100 | 300 | 2025-01-01
10221178 | FRIEDRICH | MRAD24Y3J | MWAD24Y3J | 12.5 | 20 | 8.5 | No | N/A | 2 | 500 | 700 | 100 | 300 | 2025-01-01
205304088 | FRIEDRICH | FSHSR24A3A | FSHSW24A3A | 10.95 | 18.5 | 8.5 | No | N/A | 2 | 500 | 700 | 100 | 300 | 2025-01-01
216699606 | FRIEDRICH | FPHFR36A3D | FPHSD36A3D | 11.7 | 18.5 | 9 | Yes | Both | 3 | 600 | 800 | 150 | 350 | 2025-01-01
216699607 | FRIEDRICH | FPHFR48A3D | FPHSD48A3D | 10.7 | 19.5 | 9.5 | Yes | Yes | 3 | 600 | 800 | 150 | 350 | 2025-01-01
216699608 | FRIEDRICH | FPHFR36A3D | FPHSC36A3D | 12 | 19.5 | 9.5 | Yes | Both | 3 | 600 | 800 | 150 | 350 | 2025-01-01
216699609 | FRIEDRICH | FPHFR48A3D | FPHSC48A3D | 12 | 20 | 9.5 | Yes | Both | 3 | 600 | 800 | 150 | 350 | 2025-01-01
215792214 | Friedrich | FSHSR09B1C | FAHSW09A1C | 12.5 | 20 | 9 | Yes | No | 3 | 600 | 800 | 150 | 350 | 2025-01-01
215792215 | Friedrich | FSHSR12B1C | FAHSW12A1C | 10.2 | 18 | 8.5 | No | N/A | 2 | 500 | 700 | 100 | 300 | 2025-01-01
215792216 | Friedrich | FSHSR18B3D | FAHFW18A3D | 11.95 | 21 | 9.8 | Yes | No | 3 | 600 | 800 | 150 | 350 | 2025-01-01
215792217 | Friedrich | FSHSR24B3D | FAHFW24A3D | 10.6 | 19.5 | 8.5 | No | N/A | 2 | 500 | 700 | 100 | 300 | 2025-01-01
215792218 | Friedrich | FSHSR36B3D | FAHSW36A3D | 9.45 | 20 | 8.4 | No | N/A | 1 | 400 | 600 | 100 | 300 | 2025-01-01
215792219 | Friedrich | FPHSR09A1C | FAHSW09A1C | 14.05 | 23 | 10 | Yes | Both | 4 | 700 | 900 | 150 | 350 | 2025-01-01
215792220 | Friedrich | FPHSR12A1C | FAHSW12A1C | 12.25 | 22 | 9.5 | Yes | Both | 3 | 600 | 800 | 150 | 350 | 2025-01-01
215792221 | Friedrich | FPHSR09A3D | FAHFW09A3D | 13.65 | 25 | 11 | No | N/A | 4 | 700 | 900 | 150 | 350 | 2025-01-01
215792222 | Friedrich | FPHSR12A3D | FAHFW12A3D | 12.25 | 23 | 10 | Yes | Both | 4 | 700 | 900 | 150 | 350 | 2025-01-01
215792223 | Friedrich | FPHSR18A3D | FAHFW18A3D | 12.95 | 21 | 10 | Yes | Both | 4 | 700 | 900 | 150 | 350 | 2025-01-01
215792224 | Friedrich | FPHSR24A3D | FAHFW24A3D | 12.25 | 22.5 | 9.5 | Yes | Both | 3 | 600 | 800 | 150 | 350 | 2025-01-01
214826547 | FRIEDRICH | FPHSR09A1B | FAHSW09A1A | 14.05 | 23 | 10 | No | N/A | 4 | 700 | 900 | 150 | 350 | 2025-01-01
214826548 | FRIEDRICH | FPHSR12A1B | FAHSW12A1A | 12.25 | 22 | 9.5 | No | N/A | 3 | 600 | 800 | 150 | 350 | 2025-01-01
214731355 | FRIEDRICH | FSHSR12B1B | FAHSW12A1A | 10.2 | 18 | 8.5 | No | N/A | 2 | 500 | 700 | 100 | 300 | 2025-01-01
214731356 | FRIEDRICH | FSHSR09B1B | FAHSW09A1A | 12.5 | 20 | 9 | No | N/A | 3 | 600 | 800 | 150 | 350 | 2025-01-01
214237688 | FRIEDRICH | FPHSR12A3B | FAHFW12A3A | 12.25 | 23 | 10 | Yes | Both | 4 | 700 | 900 | 150 | 350 | 2025-01-01
214232408 | FRIEDRICH | FPHSR09A3B | FAHFW09A3A | 13.65 | 25 | 11 | Yes | Both | 4 | 700 | 900 | 150 | 350 | 2025-01-01
214091820 | FRIEDRICH | FPHSR24A3B | FAHFW24A3A | 12.25 | 22.5 | 9.5 | Yes | Both | 3 | 600 | 800 | 150 | 350 | 2025-01-01
214142519 | FRIEDRICH | FPHSR18A3B | FAHFW18A3A | 12.95 | 21 | 10 | Yes | Both | 4 | 700 | 900 | 150 | 350 | 2025-01-01
216778967 | fuji comfort | FAC-12HPI/115X17N | FAC-12HPI/115X17U | 9.5 | 17 | 9.5 | No | N/A | 3 | 600 | 800 | 150 | 350 | 2025-01-01
216778968 | fuji comfort | FAC-18HPI/230X17N | FAC-18HPI/230X17U | 9.5 | 17 | 8.5 | No | N/A | 2 | 500 | 700 | 100 | 300 | 2025-01-01
216778969 | fuji comfort | FAC-24HPI/230X17N | FAC-24HPI/230X17U | 9.5 | 17 | 9.5 | No | N/A | 3 | 600 | 800 | 150 | 350 | 2025-01-01
216778970 | fuji comfort | FAC-36HPI/230X17N | FAC-36HPI/230X17U | 9.5 | 17 | 8.5 | No | N/A | 2 | 500 | 700 | 100 | 300 | 2025-01-01
216768113 | fuji comfort | FAC-12HPI/110X17 | FAC-12HPI/110X17 | 9.5 | 17 | 9.5 | No | N/A | 3 | 600 | 800 | 150 | 350 | 2025-01-01
216768114 | fuji comfort | FAC-18HPI/230X17 | FAC-18HPI/230X17 | 9.5 | 17 | 8.5 | No | N/A | 2 | 500 | 700 | 100 | 300 | 2025-01-01
216768115 | fuji comfort | FAC-24HPI/230X17 | FAC-24HPI/230X17 | 9.5 | 17 | 9.5 | No | N/A | 3 | 600 | 800 | 150 | 350 | 2025-01-01
216768116 | fuji comfort | FAC-36HPI/230X17 | FAC-36HPI/230X17 | 9.5 | 17 | 8.5 | No | N/A | 2 | 500 | 700 | 100 | 300 | 2025-01-01
211306459 | FUJIECO | FES-18H2TK-M2O |  | 12 | 22 | 9 | No | N/A | 3 | 600 | 800 | 150 | 350 | 2025-01-01
211306460 | FUJIECO | FES-27H2TK-M3O |  | 12 | 22 | 9 | Yes | No | 3 | 600 | 800 | 150 | 350 | 2025-01-01
211306461 | FUJIECO | FES-36H2TK-M4O |  | 12 | 21.5 | 9 | Yes | No | 3 | 600 | 800 | 150 | 350 | 2025-01-01
212386857 | FUJIECO | FES-12H1TQ(O) | FES-12H1TQ(I) | 10 | 19 | 8.5 | No | N/A | 2 | 500 | 700 | 100 | 300 | 2025-01-01
212386858 | FUJIECO | FES-18H2TQ(O) | FES-18H2TQ(I) | 9.4 | 19 | 8.5 | No | N/A | 2 | 500 | 700 | 100 | 300 | 2025-01-01
212386859 | FUJIECO | FES-24H2TQ(O) | FES-24H2TQ(I) | 10 | 19 | 8.5 | No | N/A | 2 | 500 | 700 | 100 | 300 | 2025-01-01
211306448 | FUJIECO | FES-36H1TK(O) | FES-36H1TK(I) | 9 | 19 | 8.5 | No | N/A | 2 | 500 | 700 | 100 | 300 | 2025-01-01
211306449 | FUJIECO | FES-09H1TK-ES(O) | FES-09H1TK-ES(I) | 12.5 | 23 | 9 | No | N/A | 3 | 600 | 800 | 150 | 350 | 2025-01-01
211306450 | FUJIECO | FES-12H1TK-ES(O) | FES-12H1TK-ES(I) | 12.5 | 22 | 9 | No | N/A | 3 | 600 | 800 | 150 | 350 | 2025-01-01
212386852 | FUJIECO | FES-12H1T*(O) | FES-12H1TK(I) | 10 | 19 | 8.5 | No | N/A | 2 | 500 | 700 | 100 | 300 | 2025-01-01
212386853 | FUJIECO | FES-18H2T*(O) | FES-18H2TK(I) | 9.4 | 19 | 8.5 | No | N/A | 2 | 500 | 700 | 100 | 300 | 2025-01-01
212386854 | FUJIECO | FES-24H2T*(O) | FES-24H2TK(I) | 10 | 19 | 8.5 | No | N/A | 2 | 500 | 700 | 100 | 300 | 2025-01-01
212386851 | FUJIECO | FES-09H1T*(O) | FES-09H1TK(I) | 10 | 19 | 8.5 | No | N/A | 2 | 500 | 700 | 100 | 300 | 2025-01-01
212386855 | FUJIECO | FES-36H2T*(O) | FES-36H2TK(I) | 9 | 19 | 8.5 | No | N/A | 2 | 500 | 700 | 100 | 300 | 2025-01-01
212386856 | FUJIECO | FES-09H1TQ(O) | FES-09H1TQ(I) | 10 | 19 | 8.5 | No | N/A | 2 | 500 | 700 | 100 | 300 | 2025-01-01
212386860 | FUJIECO | FES-36H2TQ(O) | FES-36H2TQ(I) | 9 | 19 | 8.5 | No | N/A | 2 | 500 | 700 | 100 | 300 | 2025-01-01
212316954 | FUJIECO | FES-09H2TK-ES(O)* | FES-09H2TK-ES(I) | 13 | 23.5 | 9.2 | No | N/A | 3 | 600 | 800 | 150 | 350 | 2025-01-01
211306446 | FUJIECO | FES-09H2TK(O) | FES-09H2TK(I) | 10 | 19 | 8.5 | No | N/A | 2 | 500 | 700 | 100 | 300 | 2025-01-01
211306447 | FUJIECO | FES-12H2TK(O) | FES-12H2TK(I) | 10 | 19 | 8.5 | No | N/A | 2 | 500 | 700 | 100 | 300 | 2025-01-01
211306452 | FUJIECO | FES-12H2TK-ES(O) | FES-12H2TK-ES(I) | 13 | 23 | 9.5 | No | N/A | 3 | 600 | 800 | 150 | 350 | 2025-01-01
211306453 | FUJIECO | FES-18H2TK-ES(O) | FES-18H2TK-ES(I) | 13 | 22 | 9 | Yes | No | 3 | 600 | 800 | 150 | 350 | 2025-01-01
211306454 | FUJIECO | FES-24H2TK-ES(O) | FES-24H2TK-ES(I) | 12.5 | 20 | 9 | Yes | No | 3 | 600 | 800 | 150 | 350 | 2025-01-01
210655534 | FUJIECO | FEFS-36H2MD01(O) | FEFS-36H2MD01(I) | 9.5 | 19.2 | 10 | No | N/A | 4 | 700 | 900 | 150 | 350 | 2025-01-01
4397406 | FUJITSU | AOU24RLXFZ |  | 10.6 | 16 | 8.5 | No | N/A | 2 | 500 | 700 | 100 | 300 | 2025-01-01
216372780 | FUJITSU | AOUK024SSAN7 |  | 12.6 | 16 | 9.2 | Yes | Both | 3 | 600 | 800 | 150 | 350 | 2025-01-01
216372784 | FUJITSU | AOUK048SSAN7 |  | 10 | 15.4 | 9 | Yes | Yes | 2 | 500 | 700 | 100 | 300 | 2025-01-01
216372782 | FUJITSU | AOUK036SSAN7 |  | 11.3 | 16.1 | 9.4 | Yes | Yes | 3 | 600 | 800 | 150 | 350 | 2025-01-01
215447694 | FUJITSU | AOUH24KWAH3 |  | 12.5 | 20.5 | 10.5 | Yes | Both | 4 | 700 | 900 | 150 | 350 | 2025-01-01
215447686 | FUJITSU | AOUH18KWAS2 |  | 12.7 | 19 | 9.5 | Yes | Both | 3 | 600 | 800 | 150 | 350 | 2025-01-01
215447688 | FUJITSU | AOUH24KWAS3 |  | 12 | 19.5 | 9.5 | Yes | Both | 3 | 600 | 800 | 150 | 350 | 2025-01-01
215447690 | FUJITSU | AOUH36KWAS4 |  | 11.7 | 19 | 9 | Yes | No | 3 | 600 | 800 | 150 | 350 | 2025-01-01
215447692 | FUJITSU | AOUH18KWAH2 |  | 13 | 19 | 10 | Yes | Both | 4 | 700 | 900 | 150 | 350 | 2025-01-01
215735283 | FUJITSU | AOUH36KWAH4 |  | 12.5 | 19 | 9 | Yes | Both | 3 | 600 | 800 | 150 | 350 | 2025-01-01
215735281 | FUJITSU | AOUH45KWAS5 |  | 11.7 | 19 | 9 | Yes | Both | 3 | 600 | 800 | 150 | 350 | 2025-01-01
8033585 | FUJITSU | AOU18RLXFZH |  | 12.4 | 19 | 9 | Yes | Both | 3 | 600 | 800 | 150 | 350 | 2025-01-01
8033742 | FUJITSU | AOU24RLXFZH |  | 12.1 | 17.8 | 9.2 | Yes | Both | 3 | 600 | 800 | 150 | 350 | 2025-01-01
8908618 | FUJITSU | AOU45RLXFZ |  | 9.8 | 18.2 | 8.3 | No | N/A | 1 | 400 | 600 | 100 | 300 | 2025-01-01
8908616 | FUJITSU | AOU36RLXFZH |  | 12 | 18 | 8.7 | Yes | Both | 2 | 500 | 700 | 100 | 300 | 2025-01-01
8071546 | FUJITSU | AOU36RLXFZ1 |  | 9 | 17 | 8.2 | No | N/A | 1 | 400 | 600 | 100 | 300 | 2025-01-01
206347276 | FUJITSU | AOU36RLAVM4 |  | 10.6 | 15.5 | 8.2 | No | N/A | 1 | 400 | 600 | 100 | 300 | 2025-01-01
206347274 | FUJITSU | AOU48RLAVM4 |  | 9.6 | 15.6 | 8.5 | No | N/A | 2 | 500 | 700 | 100 | 300 | 2025-01-01
4397409 | FUJITSU | AOU18RLXFZ |  | 12.1 | 16.3 | 8.7 | Yes | No | 2 | 500 | 700 | 100 | 300 | 2025-01-01
206347275 | FUJITSU | AOU48RLAVM4 |  | 12.5 | 20.4 | 9.6 | No | N/A | 3 | 600 | 800 | 150 | 350 | 2025-01-01
206347273 | FUJITSU | AOU60RLAVM4 |  | 10.8 | 19.5 | 9.4 | No | N/A | 3 | 600 | 800 | 150 | 350 | 2025-01-01
206347277 | FUJITSU | AOU36RLAVM4 |  | 13.3 | 19.2 | 10 | No | N/A | 4 | 700 | 900 | 150 | 350 | 2025-01-01
206347281 | FUJITSU | AOU36RLAVS4 |  | 11.8 | 20.5 | 9.7 | No | N/A | 3 | 600 | 800 | 150 | 350 | 2025-01-01
8908617 | FUJITSU | AOU45RLXFZ |  | 10.5 | 20 | 9.2 | No | N/A | 3 | 600 | 800 | 150 | 350 | 2025-01-01
8908615 | FUJITSU | AOU36RLXFZH |  | 13 | 20.5 | 9.5 | Yes | Both | 3 | 600 | 800 | 150 | 350 | 2025-01-01
8071537 | FUJITSU | AOU36RLXFZ1 |  | 10 | 19 | 9 | No | N/A | 3 | 600 | 800 | 150 | 350 | 2025-01-01
8033586 | FUJITSU | AOU24RLXFZH |  | 13.3 | 20 | 10 | Yes | Both | 4 | 700 | 900 | 150 | 350 | 2025-01-01
8033584 | FUJITSU | AOU18RLXFZH |  | 13.5 | 21.5 | 9.6 | Yes | Both | 3 | 600 | 800 | 150 | 350 | 2025-01-01
4397408 | FUJITSU | AOU18RLXFZ |  | 12.5 | 18 | 8.7 | Yes | No | 2 | 500 | 700 | 100 | 300 | 2025-01-01
215735282 | FUJITSU | AOUH36KWAH4 |  | 13 | 22 | 10 | Yes | Both | 4 | 700 | 900 | 150 | 350 | 2025-01-01
215735280 | FUJITSU | AOUH45KWAS5 |  | 12 | 22 | 10 | Yes | Both | 4 | 700 | 900 | 150 | 350 | 2025-01-01
215447693 | FUJITSU | AOUH24KWAH3 |  | 13.5 | 23.5 | 11.5 | Yes | Both | 4 | 700 | 900 | 150 | 350 | 2025-01-01
215447685 | FUJITSU | AOUH18KWAS2 |  | 13.2 | 22 | 10.5 | Yes | Both | 4 | 700 | 900 | 150 | 350 | 2025-01-01
215447691 | FUJITSU | AOUH18KWAH2 |  | 13.5 | 22 | 11 | Yes | Both | 4 | 700 | 900 | 150 | 350 | 2025-01-01
215447689 | FUJITSU | AOUH36KWAS4 |  | 12 | 22 | 10 | Yes | No | 4 | 700 | 900 | 150 | 350 | 2025-01-01
215447687 | FUJITSU | AOUH24KWAS3 |  | 13 | 23 | 10.5 | Yes | Both | 4 | 700 | 900 | 150 | 350 | 2025-01-01
216372783 | FUJITSU | AOUK048SSAN7 |  | 11.4 | 20.2 | 10.2 | Yes | Yes | 4 | 700 | 900 | 150 | 350 | 2025-01-01
216372781 | FUJITSU | AOUK036SSAN7 |  | 13.6 | 21.7 | 10.8 | Yes | Both | 4 | 700 | 900 | 150 | 350 | 2025-01-01
216372779 | FUJITSU | AOUK024SSAN7 |  | 15.7 | 22.2 | 11.3 | Yes | Both | 4 | 700 | 900 | 150 | 350 | 2025-01-01
206347279 | FUJITSU | AOU48RLAVS4 |  | 9.6 | 20.4 | 9.4 | No | N/A | 3 | 600 | 800 | 150 | 350 | 2025-01-01
4397405 | FUJITSU | AOU24RLXFZ |  | 12.5 | 18.5 | 8.7 | Yes | No | 2 | 500 | 700 | 100 | 300 | 2025-01-01
206347299 | FUJITSU | AOU60RLAVM4 |  | 9.95 | 17.1 | 9 | No | N/A | 3 | 600 | 800 | 150 | 350 | 2025-01-01
206347300 | FUJITSU | AOU48RLAVM4 |  | 11.5 | 18 | 9.05 | No | N/A | 3 | 600 | 800 | 150 | 350 | 2025-01-01
206347301 | FUJITSU | AOU36RLAVM4 |  | 11.95 | 17.35 | 9.1 | No | N/A | 3 | 600 | 800 | 150 | 350 | 2025-01-01
206347302 | FUJITSU | AOU48RLAVS4 |  | 9 | 17.55 | 8.8 | No | N/A | 2 | 500 | 700 | 100 | 300 | 2025-01-01
216372785 | FUJITSU | AOUK024SSAN7 |  | 14.15 | 19.1 | 10.25 | Yes | Both | 4 | 700 | 900 | 150 | 350 | 2025-01-01
216372786 | FUJITSU | AOUK036SSAN7 |  | 12.45 | 18.9 | 10.1 | Yes | Yes | 4 | 700 | 900 | 150 | 350 | 2025-01-01
216372787 | FUJITSU | AOUK048SSAN7 |  | 10.7 | 17.8 | 9.6 | Yes | Yes | 3 | 600 | 800 | 150 | 350 | 2025-01-01
215447695 | FUJITSU | AOUH18KWAS2 |  | 12.9 | 20.5 | 10 | Yes | Both | 4 | 700 | 900 | 150 | 350 | 2025-01-01
215447696 | FUJITSU | AOUH24KWAS3 |  | 12.5 | 21 | 10 | Yes | Both | 4 | 700 | 900 | 150 | 350 | 2025-01-01
215447697 | FUJITSU | AOUH36KWAS4 |  | 11.8 | 20.5 | 9.5 | Yes | No | 3 | 600 | 800 | 150 | 350 | 2025-01-01
215447698 | FUJITSU | AOUH18KWAH2 |  | 13.2 | 20.5 | 10.5 | Yes | Both | 4 | 700 | 900 | 150 | 350 | 2025-01-01
215447699 | FUJITSU | AOUH24KWAH3 |  | 13 | 22 | 11 | Yes | Both | 4 | 700 | 900 | 150 | 350 | 2025-01-01
215735284 | FUJITSU | AOUH45KWAS5 |  | 11.8 | 20.5 | 9.5 | Yes | Both | 3 | 600 | 800 | 150 | 350 | 2025-01-01
215735285 | FUJITSU | AOUH36KWAH4 |  | 12.7 | 20.5 | 9.5 | Yes | Both | 3 | 600 | 800 | 150 | 350 | 2025-01-01
4397407 | FUJITSU | AOU24RLXFZ |  | 11.55 | 17.25 | 8.6 | No | N/A | 2 | 500 | 700 | 100 | 300 | 2025-01-01
8063924 | FUJITSU | AOU18RLXFZH |  | 12.95 | 20.25 | 9.3 | Yes | Both | 3 | 600 | 800 | 150 | 350 | 2025-01-01
8063925 | FUJITSU | AOU24RLXFZH |  | 12.7 | 18.9 | 9.6 | Yes | Both | 3 | 600 | 800 | 150 | 350 | 2025-01-01
8912450 | FUJITSU | AOU36RLXFZH |  | 12.5 | 19.25 | 9.1 | Yes | Both | 3 | 600 | 800 | 150 | 350 | 2025-01-01
8912451 | FUJITSU | AOU45RLXFZ |  | 10.15 | 19.1 | 8.75 | No | N/A | 2 | 500 | 700 | 100 | 300 | 2025-01-01
8071548 | FUJITSU | AOU36RLXFZ1 |  | 9.5 | 18 | 8.6 | No | N/A | 2 | 500 | 700 | 100 | 300 | 2025-01-01
206347303 | FUJITSU | AOU36RLAVS4 |  | 11 | 18 | 8.8 | No | N/A | 2 | 500 | 700 | 100 | 300 | 2025-01-01
4397410 | FUJITSU | AOU18RLXFZ |  | 12.3 | 17.15 | 8.7 | Yes | No | 2 | 500 | 700 | 100 | 300 | 2025-01-01
217190053 | FUJITSU | AOUH09KTAP1 | ASUH09KTAB | 19.1 | 33.5 | 14 | Yes | Both | 4 | 700 | 900 | 150 | 350 | 2025-01-01
217190054 | FUJITSU | AOUH12KTAP1 | ASUH12KTAB | 16.7 | 31.5 | 13.7 | Yes | Both | 4 | 700 | 900 | 150 | 350 | 2025-01-01
217190055 | FUJITSU | AOUH15KTAP1 | ASUH15KTAB | 15.4 | 28.7 | 13 | Yes | Both | 4 | 700 | 900 | 150 | 350 | 2025-01-01
207657379 | FUJITSU | AOUH30LUAH1 | AUUH30LUAS | 13.5 | 22 | 11 | Yes | Both | 4 | 700 | 900 | 150 | 350 | 2025-01-01
207657380 | FUJITSU | AOUH30LUAH1 | ARUH30LUAS | 12 | 18.3 | 10 | Yes | Both | 4 | 700 | 900 | 150 | 350 | 2025-01-01
207615688 | FUJITSU | AOUH09LMAS1 | ASUH09LMAS | 14.3 | 26.5 | 12.6 | Yes | Both | 4 | 700 | 900 | 150 | 350 | 2025-01-01
207615689 | FUJITSU | AOUH12LMAS1 | ASUH12LMAS | 12.5 | 23 | 11.1 | Yes | No | 4 | 700 | 900 | 150 | 350 | 2025-01-01
207590836 | FUJITSU | AOUH30LPAS1 | ASUH30LPAS | 9.8 | 18 | 9.8 | No | N/A | 3 | 600 | 800 | 150 | 350 | 2025-01-01
207590837 | FUJITSU | AOUH36LPAS1 | ASUH36LPAS | 8.1 | 18 | 9.6 | No | N/A | 3 | 600 | 800 | 150 | 350 | 2025-01-01
207454670 | FUJITSU | AOUH12LEAS1 | ASUH12LMAS | 8.5 | 18 | 9 | No | N/A | 3 | 600 | 800 | 150 | 350 | 2025-01-01
207454671 | FUJITSU | AOUH09LEAS1 | ASUH09LMAS | 12.5 | 21.3 | 10 | Yes | Both | 4 | 700 | 900 | 150 | 350 | 2025-01-01
207334301 | FUJITSU | AOUH12LUAS1 | ARUH12LUAS | 12.5 | 19.1 | 10.5 | Yes | Both | 4 | 700 | 900 | 150 | 350 | 2025-01-01
207131734 | FUJITSU | AOUH18LPAS1 | ASUH18LPAS | 12 | 20 | 10.5 | No | N/A | 4 | 700 | 900 | 150 | 350 | 2025-01-01
207131735 | FUJITSU | AOUH24LPAS1 | ASUH24LPAS | 9.2 | 19 | 9.8 | No | N/A | 3 | 600 | 800 | 150 | 350 | 2025-01-01
206909902 | FUJITSU | AOUH09LPAS1 | ASUH09LPAS | 12.5 | 20 | 10.5 | Yes | No | 4 | 700 | 900 | 150 | 350 | 2025-01-01
206597210 | FUJITSU | AOUG12LZAS1 | ASUG12LZBS | 15.2 | 29.4 | 12.9 | Yes | Both | 4 | 700 | 900 | 150 | 350 | 2025-01-01
206597211 | FUJITSU | AOUG12LZAH1 | ASUG12LZBS | 15.2 | 29.4 | 12.7 | Yes | Both | 4 | 700 | 900 | 150 | 350 | 2025-01-01
206597212 | FUJITSU | AOUG15LZAS1 | ASUG15LZBS | 13.9 | 25.3 | 12.8 | Yes | Both | 4 | 700 | 900 | 150 | 350 | 2025-01-01
206597213 | FUJITSU | AOUG15LZAH1 | ASUG15LZBS | 13.9 | 25.3 | 12.7 | Yes | Both | 4 | 700 | 900 | 150 | 350 | 2025-01-01
206579743 | FUJITSU | AOUH09LUAS1 | ACUH09LUAS1 | 13.6 | 23.5 | 11.8 | Yes | Both | 4 | 700 | 900 | 150 | 350 | 2025-01-01
206579744 | FUJITSU | AOUH12LUAS1 | ACUH12LUAS1 | 12.8 | 23 | 11.3 | Yes | Both | 4 | 700 | 900 | 150 | 350 | 2025-01-01
205123807 | FUJITSU | AOU24RGLX | AMUG24LMAS | 11.7 | 17.6 | 9.2 | No | N/A | 3 | 600 | 800 | 150 | 350 | 2025-01-01
205123808 | FUJITSU | AOU30RGLX | AMUG30LMAS | 9.9 | 17.2 | 9.1 | No | N/A | 3 | 600 | 800 | 150 | 350 | 2025-01-01
205123809 | FUJITSU | AOUG36LMAS1 | AMUG36LMAS | 10.7 | 17.1 | 8.8 | Yes | Yes | 2 | 500 | 700 | 100 | 300 | 2025-01-01
205123810 | FUJITSU | AOUG48LMAS1 | AMUG48LMAS | 8.2 | 16.2 | 9.2 | No | N/A | 3 | 600 | 800 | 150 | 350 | 2025-01-01
204740067 | FUJITSU | AOUG09LZAH1 | ASUG09LZAS | 18 | 33.1 | 13.3 | Yes | Both | 4 | 700 | 900 | 150 | 350 | 2025-01-01
204740068 | FUJITSU | AOUG12LZAS1 | ASUG12LZAS | 15.2 | 29.4 | 12.9 | Yes | Both | 4 | 700 | 900 | 150 | 350 | 2025-01-01
204740069 | FUJITSU | AOUG12LZAH1 | ASUG12LZAS | 15.2 | 29.4 | 12.7 | Yes | Both | 4 | 700 | 900 | 150 | 350 | 2025-01-01
204740070 | FUJITSU | AOUG15LZAS1 | ASUG15LZAS | 13.9 | 25.3 | 12.8 | Yes | Both | 4 | 700 | 900 | 150 | 350 | 2025-01-01
204740071 | FUJITSU | AOUG15LZAH1 | ASUG15LZAS | 13.9 | 25.3 | 12.7 | Yes | Both | 4 | 700 | 900 | 150 | 350 | 2025-01-01
204752937 | FUJITSU | AOUG09LMAS1 | ASUG09LMAS | 14.3 | 26.5 | 11.5 | Yes | No | 4 | 700 | 900 | 150 | 350 | 2025-01-01
204752938 | FUJITSU | AOUG12LMAS1 | ASUG12LMAS | 12.5 | 23 | 11.1 | Yes | No | 4 | 700 | 900 | 150 | 350 | 2025-01-01
202534923 | FUJITSU | AOU18RGLX | ARU18RGLX | 11.9 | 16.7 | 9.3 | Yes | No | 3 | 600 | 800 | 150 | 350 | 2025-01-01
202537547 | FUJITSU | AOU24RGLX | ARU24RGLX | 11.7 | 16 | 9.5 | Yes | No | 3 | 600 | 800 | 150 | 350 | 2025-01-01
202537548 | FUJITSU | AOU30RGLX | ARU30RGLX | 10 | 15.6 | 9.1 | No | N/A | 2 | 500 | 700 | 100 | 300 | 2025-01-01
202537549 | FUJITSU | AOU36RGLX | ARU36RGLX | 9.2 | 16 | 8.9 | No | N/A | 2 | 500 | 700 | 100 | 300 | 2025-01-01
202537550 | FUJITSU | AOU42RGLX | ARU42RGLX | 10.7 | 17.3 | 9.8 | No | N/A | 3 | 600 | 800 | 150 | 350 | 2025-01-01
202537551 | FUJITSU | AOU48RGLX | ARU48RGLX | 9.8 | 16.4 | 9 | No | N/A | 3 | 600 | 800 | 150 | 350 | 2025-01-01
202537552 | FUJITSU | AOU48RGLX | AUU48RGLX | 10.1 | 18.2 | 9 | No | N/A | 3 | 600 | 800 | 150 | 350 | 2025-01-01
202195106 | FUJITSU | AOU18RGLX | AUU18RGLX | 13.4 | 22 | 10.5 | Yes | No | 4 | 700 | 900 | 150 | 350 | 2025-01-01
202195636 | FUJITSU | AOU30RGLX | AUU30RGLX | 11.7 | 18.7 | 10.4 | No | N/A | 4 | 700 | 900 | 150 | 350 | 2025-01-01
202195637 | FUJITSU | AOU36RGLX | AUU36RGLX | 10 | 18 | 9.7 | No | N/A | 3 | 600 | 800 | 150 | 350 | 2025-01-01
202195867 | FUJITSU | AOU42RGLX | AUU42RGLX | 11.3 | 19 | 9.8 | No | N/A | 3 | 600 | 800 | 150 | 350 | 2025-01-01
202208444 | FUJITSU | AOU24RGLX | AUU24RGLX | 12.8 | 20.8 | 10.1 | Yes | No | 4 | 700 | 900 | 150 | 350 | 2025-01-01
206913027 | FUJITSU | AOUH18LMAS1 | ASUH18LMAS | 13 | 21.1 | 11.5 | Yes | Both | 4 | 700 | 900 | 150 | 350 | 2025-01-01
206913028 | FUJITSU | AOUH24LMAS1 | ASUH24LMAS | 12.5 | 22.5 | 11.4 | Yes | Both | 4 | 700 | 900 | 150 | 350 | 2025-01-01
8779045 | FUJITSU | AOU18RLXFWH | ASU18RLF | 13.3 | 20 | 10 | Yes | Both | 4 | 700 | 900 | 150 | 350 | 2025-01-01
8779046 | FUJITSU | AOU24RLXFWH | ASU24RLF | 12.5 | 19.5 | 10.5 | Yes | Both | 4 | 700 | 900 | 150 | 350 | 2025-01-01
8912454 | FUJITSU | AOU30RLXEH | ASU30RLE | 12.5 | 18.7 | 10 | Yes | Both | 4 | 700 | 900 | 150 | 350 | 2025-01-01
6936995 | FUJITSU | AOU9RLFF | AGU9RLF | 16 | 26 | 11.8 | Yes | Both | 4 | 700 | 900 | 150 | 350 | 2025-01-01
6936996 | FUJITSU | AOU12RLFF | AGU12RLF | 13.1 | 22.7 | 11.2 | Yes | Both | 4 | 700 | 900 | 150 | 350 | 2025-01-01
6936997 | FUJITSU | AOU15RLFF | AGU15RLF | 12.5 | 20.3 | 10.7 | Yes | Both | 4 | 700 | 900 | 150 | 350 | 2025-01-01
6937309 | FUJITSU | AOU9RLFFH | AGU9RLF | 16 | 26 | 11.6 | Yes | Both | 4 | 700 | 900 | 150 | 350 | 2025-01-01
6937310 | FUJITSU | AOU12RLFFH | AGU12RLF | 13.1 | 22.7 | 11 | Yes | Both | 4 | 700 | 900 | 150 | 350 | 2025-01-01
6937311 | FUJITSU | AOU15RLFFH | AGU15RLF | 12.5 | 20.3 | 10.5 | Yes | Both | 4 | 700 | 900 | 150 | 350 | 2025-01-01
214888800 | FUJITSU | AOUH09KZAH1 | ASUH09KZAS | 18.8 | 33.1 | 13.3 | Yes | Both | 4 | 700 | 900 | 150 | 350 | 2025-01-01
214888802 | FUJITSU | AOUH12KZAH1 | ASUH12KZAS | 16 | 30.5 | 12.7 | Yes | Both | 4 | 700 | 900 | 150 | 350 | 2025-01-01
214888804 | FUJITSU | AOUH15KZAH1 | ASUH15KZAS | 14.8 | 27.5 | 12.7 | Yes | Both | 4 | 700 | 900 | 150 | 350 | 2025-01-01
5625779 | FUJITSU | AOU9RL2 | ASU9RL2 | 10.8 | 16 | 9 | No | N/A | 3 | 600 | 800 | 150 | 350 | 2025-01-01
5625780 | FUJITSU | AOU12RL2 | ASU12RL2 | 10 | 16 | 9 | No | N/A | 3 | 600 | 800 | 150 | 350 | 2025-01-01
215812200 | FUJITSU | AOUH42KUAS1 | AUUH42KUAS | 10.8 | 19 | 10.4 | Yes | Yes | 4 | 700 | 900 | 150 | 350 | 2025-01-01
215812201 | FUJITSU | AOUH48KUAS1 | AUUH48KUAS | 10.1 | 18.2 | 10.2 | Yes | Yes | 4 | 700 | 900 | 150 | 350 | 2025-01-01
215812202 | FUJITSU | AOUH42KUAS1 | ARUH42KUAS | 10.3 | 17.3 | 10.2 | Yes | Yes | 4 | 700 | 900 | 150 | 350 | 2025-01-01
215812203 | FUJITSU | AOUH48KUAS1 | ARUH48KUAS | 9.8 | 16.4 | 10 | Yes | Yes | 4 | 700 | 900 | 150 | 350 | 2025-01-01
215647921 | FUJITSU | AOUH18KZAH1 | ASUH18KZAS | 14 | 25.5 | 12.5 | Yes | Both | 4 | 700 | 900 | 150 | 350 | 2025-01-01
215647924 | FUJITSU | AOUH24KZAH1 | ASUH24KZAS | 12.5 | 24 | 11.9 | Yes | Both | 4 | 700 | 900 | 150 | 350 | 2025-01-01
215434545 | FUJITSU | AOUH09KUAS1 | ACUH09KUAS | 14.5 | 24.4 | 11.8 | Yes | Both | 4 | 700 | 900 | 150 | 350 | 2025-01-01
215434546 | FUJITSU | AOUH12KUAS1 | ACUH12KUAS | 14.1 | 23.7 | 11.5 | Yes | Both | 4 | 700 | 900 | 150 | 350 | 2025-01-01
215434547 | FUJITSU | AOUH18KUAS1 | ACUH18KUAS | 12.6 | 21.9 | 11.3 | Yes | Both | 4 | 700 | 900 | 150 | 350 | 2025-01-01
215434548 | FUJITSU | AOUH18KUAS1 | ABUH18KUAS | 12.9 | 23.4 | 11.2 | Yes | Both | 4 | 700 | 900 | 150 | 350 | 2025-01-01
215434549 | FUJITSU | AOUH24KUAS1 | ABUH24KUAS | 12.8 | 21.7 | 10.8 | Yes | Both | 4 | 700 | 900 | 150 | 350 | 2025-01-01
215434550 | FUJITSU | AOUH30KUAS1 | ABUH30KUAS | 12 | 20.8 | 10.5 | Yes | Both | 4 | 700 | 900 | 150 | 350 | 2025-01-01
215434551 | FUJITSU | AOUH36KUAS1 | ABUH36KUAS | 11.2 | 21.3 | 10.4 | Yes | Both | 4 | 700 | 900 | 150 | 350 | 2025-01-01
215434552 | FUJITSU | AOUH18KUAS1 | AUUH18KUAS | 13.6 | 26.3 | 11.4 | Yes | Both | 4 | 700 | 900 | 150 | 350 | 2025-01-01
215434553 | FUJITSU | AOUH24KUAS1 | AUUH24KUAS | 13.1 | 23.2 | 11 | Yes | Both | 4 | 700 | 900 | 150 | 350 | 2025-01-01
215434554 | FUJITSU | AOUH30KUAS1 | AUUH30KUAS | 12.5 | 22.4 | 10.6 | Yes | Both | 4 | 700 | 900 | 150 | 350 | 2025-01-01
215434555 | FUJITSU | AOUH36KUAS1 | AUUH36KUAS | 11.2 | 21.3 | 10.5 | Yes | Yes | 4 | 700 | 900 | 150 | 350 | 2025-01-01
215434556 | FUJITSU | AOUH12KUAS1 | ARUH12KUAS | 12.7 | 19.1 | 10.5 | Yes | Both | 4 | 700 | 900 | 150 | 350 | 2025-01-01
215434557 | FUJITSU | AOUH18KUAS1 | ARUH18KUAS | 11.7 | 18.6 | 10.3 | Yes | Both | 4 | 700 | 900 | 150 | 350 | 2025-01-01
215434558 | FUJITSU | AOUH24KUAS1 | ARUH24KUAS | 11.7 | 18.5 | 10.2 | Yes | Both | 4 | 700 | 900 | 150 | 350 | 2025-01-01
215434559 | FUJITSU | AOUH30KUAS1 | ARUH30KUAS | 11 | 18.5 | 10 | Yes | Yes | 4 | 700 | 900 | 150 | 350 | 2025-01-01
215434560 | FUJITSU | AOUH36KUAS1 | ARUH36KUAS | 10.4 | 18 | 9.8 | Yes | Yes | 3 | 600 | 800 | 150 | 350 | 2025-01-01
215441046 | FUJITSU | AOUH18KPAS1 | ASUH18KPAS | 12.5 | 22 | 10.5 | Yes | Both | 4 | 700 | 900 | 150 | 350 | 2025-01-01
215441047 | FUJITSU | AOUH24KPAS1 | ASUH24KPAS | 11.7 | 21.5 | 10 | Yes | Both | 4 | 700 | 900 | 150 | 350 | 2025-01-01
216018255 | FUJITSU | AOUH09KTAP1 | ASUH09KTAS | 19.1 | 33.5 | 14 | Yes | Both | 4 | 700 | 900 | 150 | 350 | 2025-01-01
216018256 | FUJITSU | AOUH12KTAP1 | ASUH12KTAS | 16.7 | 31.5 | 13.7 | Yes | Both | 4 | 700 | 900 | 150 | 350 | 2025-01-01
216018257 | FUJITSU | AOUH15KTAP1 | ASUH15KTAS | 15.4 | 28.7 | 13 | Yes | Both | 4 | 700 | 900 | 150 | 350 | 2025-01-01
215422283 | FUJITSU | AOLH09KNAS1 | ASLH09KNAS | 10.55 | 17 | 9 | No | N/A | 3 | 600 | 800 | 150 | 350 | 2025-01-01
215422284 | FUJITSU | AOLH12KNAS1 | ASLH12KNAS | 10.15 | 17 | 9 | No | N/A | 3 | 600 | 800 | 150 | 350 | 2025-01-01
215390440 | FUJITSU | AOUH30KPAS1 | ASUH30KPAS | 11.7 | 22 | 10.2 | Yes | Both | 4 | 700 | 900 | 150 | 350 | 2025-01-01
215390441 | FUJITSU | AOUH36KPAS1 | ASUH36KPAS | 9.75 | 21 | 10 | Yes | Yes | 4 | 700 | 900 | 150 | 350 | 2025-01-01
214390707 | FUJITSU | AOUH09KMAS1 | ASUH09KMAS | 16.4 | 30 | 12.6 | Yes | Both | 4 | 700 | 900 | 150 | 350 | 2025-01-01
214390708 | FUJITSU | AOUH12KMAS1 | ASUH12KMAS | 13.5 | 27.5 | 11.2 | Yes | Both | 4 | 700 | 900 | 150 | 350 | 2025-01-01
215212609 | FUJITSU | AOUH09KPAS1 | ASUH09KPAS | 12.5 | 26 | 10.8 | Yes | No | 4 | 700 | 900 | 150 | 350 | 2025-01-01
215212610 | FUJITSU | AOUH12KPAS1 | ASUH12KPAS | 11.7 | 24 | 10.5 | Yes | No | 4 | 700 | 900 | 150 | 350 | 2025-01-01
204740066 | FUJITSU | AOUG09LZAS1 | ASUG09LZAS | 18 | 33.1 | 13.4 | Yes | Both | 4 | 700 | 900 | 150 | 350 | 2025-01-01
206909901 | FUJITSU | AOUH12LPAS1 | ASUH12LPAS | 11 | 20 | 10.5 | No | N/A | 4 | 700 | 900 | 150 | 350 | 2025-01-01
206263449 | FUJITSU | AOUH09LMAH1 | ASUH09LMAS | 15.4 | 26.5 | 12.3 | Yes | Both | 4 | 700 | 900 | 150 | 350 | 2025-01-01
206263450 | FUJITSU | AOUH12LMAH1 | ASUH12LMAS | 12.5 | 23 | 11.2 | Yes | No | 4 | 700 | 900 | 150 | 350 | 2025-01-01
206579745 | FUJITSU | AOUH18LUAS1 | ACUH18LUAS1 | 12.5 | 21.5 | 11.2 | Yes | Both | 4 | 700 | 900 | 150 | 350 | 2025-01-01
206597208 | FUJITSU | AOUG09LZAS1 | ASUG09LZBS | 18 | 33.1 | 13.4 | Yes | Both | 4 | 700 | 900 | 150 | 350 | 2025-01-01
206597209 | FUJITSU | AOUG09LZAH1 | ASUG09LZBS | 18 | 33.1 | 13.3 | Yes | Both | 4 | 700 | 900 | 150 | 350 | 2025-01-01
207657376 | FUJITSU | AOUH30LUAH1 | AMUG30LMAS | 11.7 | 18.8 | 9.7 | Yes | Both | 3 | 600 | 800 | 150 | 350 | 2025-01-01
207657377 | FUJITSU | AOUH36LMAH1 | AMUG36LMAS | 11 | 17.1 | 10.4 | No | N/A | 4 | 700 | 900 | 150 | 350 | 2025-01-01
207657378 | FUJITSU | AOUH48LMAH1 | AMUG48LMAS | 8.8 | 16.6 | 10 | No | N/A | 4 | 700 | 900 | 150 | 350 | 2025-01-01
211078831 | FUJITSU | AOUH24LUAS1 | AUUH24LUAS | 12.6 | 23 | 11 | Yes | Both | 4 | 700 | 900 | 150 | 350 | 2025-01-01
211078832 | FUJITSU | AOUH30LUAS1 | AUUH30LUAS | 11.7 | 21.5 | 10.6 | Yes | Both | 4 | 700 | 900 | 150 | 350 | 2025-01-01
211078833 | FUJITSU | AOUH36LUAS1 | AUUH36LUAS | 10 | 20.5 | 10.2 | No | N/A | 4 | 700 | 900 | 150 | 350 | 2025-01-01
211078834 | FUJITSU | AOUH24LUAS1 | ARUH24LUAS | 11.7 | 18.5 | 10 | Yes | Both | 4 | 700 | 900 | 150 | 350 | 2025-01-01
211078835 | FUJITSU | AOUH24LUAS1 | AMUG24LMAS | 11.7 | 18.8 | 10 | Yes | Both | 4 | 700 | 900 | 150 | 350 | 2025-01-01
211078836 | FUJITSU | AOUH24LUAS1 | ABUH24LUAS | 12.3 | 21.5 | 10.5 | Yes | Both | 4 | 700 | 900 | 150 | 350 | 2025-01-01
211078837 | FUJITSU | AOUH30LUAS1 | ARUH30LUAS | 10.4 | 18.5 | 10 | No | N/A | 4 | 700 | 900 | 150 | 350 | 2025-01-01
211078838 | FUJITSU | AOUH30LUAS1 | AMUG30LMAS | 10 | 18.5 | 9.5 | No | N/A | 3 | 600 | 800 | 150 | 350 | 2025-01-01
211078839 | FUJITSU | AOUH30LUAS1 | ABUH30LUAS | 10.8 | 20 | 10.5 | No | N/A | 4 | 700 | 900 | 150 | 350 | 2025-01-01
211078840 | FUJITSU | AOUH36LUAS1 | ARUH36LUAS | 9.6 | 18 | 9.8 | No | N/A | 3 | 600 | 800 | 150 | 350 | 2025-01-01
211078841 | FUJITSU | AOUH36LUAS1 | ABUH36LUAS | 9.6 | 19.5 | 10 | No | N/A | 4 | 700 | 900 | 150 | 350 | 2025-01-01
211078842 | FUJITSU | AOUH18LUAS1 | ARUH18LUAS | 11.7 | 18.6 | 10 | Yes | Both | 4 | 700 | 900 | 150 | 350 | 2025-01-01
211078843 | FUJITSU | AOUH18LUAS1 | ABUH18LUAS | 12.5 | 22.5 | 10.6 | Yes | Both | 4 | 700 | 900 | 150 | 350 | 2025-01-01
211078844 | FUJITSU | AOUH18LUAS1 | AUUH18LUAS | 13 | 23.5 | 11.2 | Yes | Both | 4 | 700 | 900 | 150 | 350 | 2025-01-01
210191037 | FUJITSU | AOUH12LMBH1 | ASUH12LMAS | 12.5 | 23 | 11 | Yes | Both | 4 | 700 | 900 | 150 | 350 | 2025-01-01
210191038 | FUJITSU | AOUH12LMBS1 | ASUH12LMAS | 12.5 | 23 | 11.1 | Yes | Both | 4 | 700 | 900 | 150 | 350 | 2025-01-01
4651511 | FUJITSU | AOU18RLXFZ |  | 12.5 | 18 | 8.7 | No | N/A | 2 | 500 | 700 | 100 | 300 | 2025-01-01
4651512 | FUJITSU | AOU18RLXFZ |  | 12.5 | 18 | 8.7 | No | N/A | 2 | 500 | 700 | 100 | 300 | 2025-01-01
6998276 | FUJITSU | AOU18RLXFZ |  | 12.5 | 18 | 8.7 | Yes | No | 2 | 500 | 700 | 100 | 300 | 2025-01-01
6998277 | FUJITSU | AOU18RLXFZ |  | 12.5 | 18 | 8.7 | No | N/A | 2 | 500 | 700 | 100 | 300 | 2025-01-01
6998278 | FUJITSU | AOU18RLXFZ |  | 12.5 | 18 | 8.7 | No | N/A | 2 | 500 | 700 | 100 | 300 | 2025-01-01
6998279 | FUJITSU | AOU24RLXFZ |  | 12.5 | 18.5 | 8.7 | Yes | No | 2 | 500 | 700 | 100 | 300 | 2025-01-01
9951749 | GAIR | G2OF-18HFN1-M |  | 11.7 | 20.5 | 8.9 | No | N/A | 2 | 500 | 700 | 100 | 300 | 2025-01-01
9951750 | GAIR | G3OF-27HFN1-M |  | 12 | 22 | 8.9 | No | N/A | 2 | 500 | 700 | 100 | 300 | 2025-01-01
9951751 | GAIR | G4OF-36HFN1-M |  | 10.8 | 22.5 | 9.2 | No | N/A | 3 | 600 | 800 | 150 | 350 | 2025-01-01
9951752 | GAIR | G5OF-45HFN1-M |  | 11.6 | 21.5 | 8.7 | No | N/A | 2 | 500 | 700 | 100 | 300 | 2025-01-01
9101134 | GARRISON | 3554190 |  | 11.7 | 20.5 | 8.9 | No | N/A | 2 | 500 | 700 | 100 | 300 | 2025-01-01
9101137 | GARRISON | 3554191 |  | 12 | 22 | 8.9 | No | N/A | 2 | 500 | 700 | 100 | 300 | 2025-01-01
9101138 | GARRISON | 3554192 |  | 10.8 | 22.5 | 9.2 | No | N/A | 3 | 600 | 800 | 150 | 350 | 2025-01-01
9101124 | GARRISON | 3554185 | 3554184 | 13 | 21.3 | 8.4 | No | N/A | 1 | 400 | 600 | 100 | 300 | 2025-01-01
9101130 | GARRISON | 3554187 | 3554186 | 13 | 19.9 | 8.1 | No | N/A | 1 | 400 | 600 | 100 | 300 | 2025-01-01
217022873 | Garvee | SAC12-S22-B | SAC12-S22-A | 10 | 22 | 9 | No | N/A | 3 | 600 | 800 | 150 | 350 | 2025-01-01
217022874 | Garvee | SAC12-2-S18.5-B | SAC12-2-S18.5-A | 9.5 | 18.5 | 8.3 | No | N/A | 1 | 400 | 600 | 100 | 300 | 2025-01-01
217022875 | Garvee | SAC18-2-S19-B | SAC18-2-S19-A | 11 | 19 | 9 | No | N/A | 3 | 600 | 800 | 150 | 350 | 2025-01-01
217022876 | Garvee | SAC24-2-S19-B | SAC24-2-S19-A | 10.5 | 19 | 8.5 | No | N/A | 2 | 500 | 700 | 100 | 300 | 2025-01-01
217022877 | Garvee | SAC12-2-S21-B | SAC12-2-S21-A | 12 | 21 | 10 | No | N/A | 4 | 700 | 900 | 150 | 350 | 2025-01-01
217022878 | Garvee | SAC18-2-S21-B | SAC18-2-S21-A | 12 | 21 | 9 | No | N/A | 3 | 600 | 800 | 150 | 350 | 2025-01-01
217022879 | Garvee | SAC24-2-S21-B | SAC24-2-S21-A | 12 | 21 | 10 | No | N/A | 4 | 700 | 900 | 150 | 350 | 2025-01-01
216980964 | GARVEE | GMS9-2 PRO | GMS9-2 PRO | 13 | 24 | 10 | Yes | Both | 4 | 700 | 900 | 150 | 350 | 2025-01-01
216980965 | GARVEE | GMS12-2 PRO | GMS12-2 PRO | 13 | 24 | 10 | Yes | Both | 4 | 700 | 900 | 150 | 350 | 2025-01-01
216980966 | GARVEE | GMS18 PRO | GMS18 PRO | 12.5 | 23 | 9.5 | Yes | Both | 3 | 600 | 800 | 150 | 350 | 2025-01-01
216980967 | GARVEE | GMS24 PRO | GMS24 PRO | 12 | 23 | 9.5 | Yes | Both | 3 | 600 | 800 | 150 | 350 | 2025-01-01
216962327 | GARVEE | CMS9 | CMS9 | 11.7 | 19 | 9.5 | No | N/A | 3 | 600 | 800 | 150 | 350 | 2025-01-01
216962328 | GARVEE | CMS12 | CMS12 | 10.5 | 20.5 | 9.5 | No | N/A | 3 | 600 | 800 | 150 | 350 | 2025-01-01
216962329 | GARVEE | GMS9-2 | GMS9-2 | 12 | 20 | 10 | No | N/A | 4 | 700 | 900 | 150 | 350 | 2025-01-01
216962331 | GARVEE | GMS12-2 | GMS12-2 | 11.2 | 23 | 9.5 | No | N/A | 3 | 600 | 800 | 150 | 350 | 2025-01-01
216962332 | GARVEE | GMS18 | GMS18 | 11 | 21 | 9.5 | No | N/A | 3 | 600 | 800 | 150 | 350 | 2025-01-01
216962333 | GARVEE | GMS24 | GMS24 | 11 | 21 | 9.5 | No | N/A | 3 | 600 | 800 | 150 | 350 | 2025-01-01
216962335 | GARVEE | GMS36 | GMS36 | 9 | 19 | 9 | No | N/A | 3 | 600 | 800 | 150 | 350 | 2025-01-01
210154190 | GE Appliances | ASH220NCDD** |  | 11 | 16 | 9.8 | Yes | Yes | 3 | 600 | 800 | 150 | 350 | 2025-01-01
210154194 | GE Appliances | ASH324NCDD** |  | 11 | 17 | 9.5 | Yes | Yes | 3 | 600 | 800 | 150 | 350 | 2025-01-01
210154197 | GE Appliances | ASH436NCDD** |  | 8.8 | 15.7 | 8.7 | Yes | Yes | 2 | 500 | 700 | 100 | 300 | 2025-01-01
207722665 | GE Appliances | ASH218JCDD** |  | 11.2 | 18 | 8.5 | No | N/A | 2 | 500 | 700 | 100 | 300 | 2025-01-01
207722666 | GE Appliances | ASH324JCDD** |  | 11 | 16 | 9 | No | N/A | 3 | 600 | 800 | 150 | 350 | 2025-01-01
207802919 | GE Appliances | ASH436JCDD** |  | 8.8 | 16 | 8.4 | No | N/A | 1 | 400 | 600 | 100 | 300 | 2025-01-01
217021955 | GE Appliances | 2G18AD2BE** |  | 10.8 | 18.8 | 9.5 | Yes | Yes | 3 | 600 | 800 | 150 | 350 | 2025-01-01
217021956 | GE Appliances | 3G24AD2BE** |  | 10.5 | 17.2 | 9.5 | No | N/A | 3 | 600 | 800 | 150 | 350 | 2025-01-01
217021957 | GE Appliances | 4G36AD2BE** |  | 8.8 | 16.5 | 9.3 | No | N/A | 3 | 600 | 800 | 150 | 350 | 2025-01-01
217021958 | GE Appliances | 2G20ED2BE** |  | 10.8 | 17.6 | 10.5 | Yes | Yes | 4 | 700 | 900 | 150 | 350 | 2025-01-01
217021959 | GE Appliances | 3G24ED2BE** |  | 10.5 | 17.2 | 10 | Yes | Yes | 4 | 700 | 900 | 150 | 350 | 2025-01-01
217021960 | GE Appliances | 4G36ED2BE** |  | 10.2 | 17.4 | 10 | Yes | Yes | 4 | 700 | 900 | 150 | 350 | 2025-01-01
217021961 | GE Appliances | 5G42ED2BE** |  | 10.2 | 17.4 | 9.5 | Yes | Yes | 3 | 600 | 800 | 150 | 350 | 2025-01-01
217009761 | GE Appliances | 2G18AD2BE** |  | 12 | 22.5 | 10.5 | Yes | Both | 4 | 700 | 900 | 150 | 350 | 2025-01-01
217009762 | GE Appliances | 3G24AD2BE** |  | 12 | 24 | 10.2 | Yes | No | 4 | 700 | 900 | 150 | 350 | 2025-01-01
217009763 | GE Appliances | 4G36AD2BE** |  | 10 | 20 | 10 | No | N/A | 4 | 700 | 900 | 150 | 350 | 2025-01-01
217009764 | GE Appliances | 2G20ED2BE** |  | 12.3 | 20.6 | 10.5 | Yes | Both | 4 | 700 | 900 | 150 | 350 | 2025-01-01
217009765 | GE Appliances | 3G24ED2BE** |  | 12.2 | 23 | 10.5 | Yes | Both | 4 | 700 | 900 | 150 | 350 | 2025-01-01
217009766 | GE Appliances | 4G36ED2BE** |  | 11 | 20.5 | 10 | Yes | Yes | 4 | 700 | 900 | 150 | 350 | 2025-01-01
217009767 | GE Appliances | 5G42ED2BE** |  | 10.5 | 20.5 | 9.5 | Yes | Yes | 3 | 600 | 800 | 150 | 350 | 2025-01-01
207802918 | GE Appliances | ASH436JCDD** |  | 9 | 19 | 9.4 | No | N/A | 3 | 600 | 800 | 150 | 350 | 2025-01-01
207698997 | GE Appliances | ASH218JCDD** |  | 12.7 | 21 | 10 | Yes | No | 4 | 700 | 900 | 150 | 350 | 2025-01-01
207698999 | GE Appliances | ASH324JCDD** |  | 12.8 | 22 | 10 | Yes | No | 4 | 700 | 900 | 150 | 350 | 2025-01-01
210532846 | GE Appliances | ASH542JCDD** |  | 7.8 | 18 | 8.8 | No | N/A | 2 | 500 | 700 | 100 | 300 | 2025-01-01
210154196 | GE Appliances | ASH436NCDD** |  | 9.3 | 19 | 9.5 | Yes | Yes | 3 | 600 | 800 | 150 | 350 | 2025-01-01
210154192 | GE Appliances | ASH324NCDD** |  | 12 | 19.5 | 10.2 | Yes | Both | 4 | 700 | 900 | 150 | 350 | 2025-01-01
210154187 | GE Appliances | ASH220NCDD** |  | 12 | 18 | 10.2 | Yes | Both | 4 | 700 | 900 | 150 | 350 | 2025-01-01
210474664 | GE Appliances | ASH436NCDD** |  | 9.05 | 17.35 | 9.05 | No | N/A | 3 | 600 | 800 | 150 | 350 | 2025-01-01
210586028 | GE Appliances | ASH542JCDD** |  | 7.5 | 16.4 | 8.8 | No | N/A | 2 | 500 | 700 | 100 | 300 | 2025-01-01
207722667 | GE Appliances | ASH218JCDD** |  | 11.95 | 19.5 | 9.25 | No | N/A | 3 | 600 | 800 | 150 | 350 | 2025-01-01
207722668 | GE Appliances | ASH324JCDD** |  | 11.9 | 19 | 9.5 | No | N/A | 3 | 600 | 800 | 150 | 350 | 2025-01-01
208141311 | GE Appliances | ASH436JCDD** |  | 8.9 | 17.5 | 8.9 | No | N/A | 2 | 500 | 700 | 100 | 300 | 2025-01-01
210474662 | GE Appliances | ASH220NCDD** |  | 11.5 | 17 | 10 | No | N/A | 4 | 700 | 900 | 150 | 350 | 2025-01-01
210474663 | GE Appliances | ASH324NCDD** |  | 11.5 | 18.25 | 9.85 | No | N/A | 3 | 600 | 800 | 150 | 350 | 2025-01-01
217124725 | GE Appliances | 1G09CB2BE** | GS09WB2BE** | 12 | 23 | 9.5 | Yes | Both | 3 | 600 | 800 | 150 | 350 | 2025-01-01
217124726 | GE Appliances | 1G12CB2BE** | GS12WB2BE** | 12 | 21 | 9.5 | Yes | Both | 3 | 600 | 800 | 150 | 350 | 2025-01-01
217124727 | GE Appliances | 1G18CB2BE** | GS18WB2BE** | 12 | 20 | 9.5 | Yes | Both | 3 | 600 | 800 | 150 | 350 | 2025-01-01
217124728 | GE Appliances | 1G24CB2BE** | GS24WB2BE** | 12 | 18 | 9.5 | Yes | Both | 3 | 600 | 800 | 150 | 350 | 2025-01-01
211727012 | GE Appliances | ASH3036UCDD** | USYM30UCDD** | 9 | 15.2 | 9 | Yes | Yes | 2 | 500 | 700 | 100 | 300 | 2025-01-01
217036494 | GE Appliances | 1G09ED2BE** | US09FB2BE** | 12 | 20 | 10.5 | Yes | Both | 4 | 700 | 900 | 150 | 350 | 2025-01-01
217036495 | GE Appliances | 1G12ED2BE** | US12FB2BE** | 12 | 20 | 9.5 | Yes | Both | 3 | 600 | 800 | 150 | 350 | 2025-01-01
217036496 | GE Appliances | 1G18ED2BE** | US18FB2BE** | 9 | 19 | 9.5 | Yes | Yes | 3 | 600 | 800 | 150 | 350 | 2025-01-01
217036497 | GE Appliances | 1G09ED2BE** | US09CB2BE** | 12 | 20 | 10 | Yes | Both | 4 | 700 | 900 | 150 | 350 | 2025-01-01
217036498 | GE Appliances | 1G12ED2BE** | US12CB2BE** | 12 | 20 | 10 | Yes | Both | 4 | 700 | 900 | 150 | 350 | 2025-01-01
217036499 | GE Appliances | 1G18ED2BE** | US18CB2BE** | 12 | 20 | 10 | Yes | Both | 4 | 700 | 900 | 150 | 350 | 2025-01-01
217036500 | GE Appliances | 1G09ED2BE** | US09MB2BE** | 12 | 19.6 | 10.5 | Yes | Both | 4 | 700 | 900 | 150 | 350 | 2025-01-01
217036501 | GE Appliances | 1G12ED2BE** | US12MB2BE** | 11.7 | 19.8 | 10.5 | Yes | Both | 4 | 700 | 900 | 150 | 350 | 2025-01-01
217036502 | GE Appliances | 1G18ED2BE** | US18MB2BE** | 11.7 | 18 | 10.5 | Yes | Both | 4 | 700 | 900 | 150 | 350 | 2025-01-01
207769100 | GE Appliances | ASH124TRDF** | ASYW24TRDF** | 11 | 20 | 9.5 | Yes | Yes | 3 | 600 | 800 | 150 | 350 | 2025-01-01
207769101 | GE Appliances | ASH3036TRDF** | ASYW30TRDF** | 9.5 | 18 | 9 | Yes | Yes | 3 | 600 | 800 | 150 | 350 | 2025-01-01
207769102 | GE Appliances | ASH3036TRDF** | ASYW36TRDF** | 8 | 17.5 | 9 | No | N/A | 3 | 600 | 800 | 150 | 350 | 2025-01-01
207783953 | GE Appliances | ASH118CRDD** | ASYW18CRDD** | 11 | 19 | 9 | No | N/A | 3 | 600 | 800 | 150 | 350 | 2025-01-01
207783954 | GE Appliances | ASH124CRDD** | ASYW24CRDD** | 9.5 | 19 | 9 | No | N/A | 3 | 600 | 800 | 150 | 350 | 2025-01-01
206842132 | GE Appliances | ASH109URDSE* | ASYW09URDWD* | 16 | 30 | 14 | Yes | No | 4 | 700 | 900 | 150 | 350 | 2025-01-01
206842133 | GE Appliances | ASH112URDSE* | ASYW12URDWD* | 15 | 27 | 12 | Yes | No | 4 | 700 | 900 | 150 | 350 | 2025-01-01
206842134 | GE Appliances | ASH118URDSE* | ASYW18URDWD* | 13 | 23 | 11 | Yes | No | 4 | 700 | 900 | 150 | 350 | 2025-01-01
206551251 | GE Appliances | ASH109CRDWA* | ASYW09CRDWA* | 11 | 21.5 | 9 | No | N/A | 3 | 600 | 800 | 150 | 350 | 2025-01-01
206551252 | GE Appliances | ASH112CRDWA* | ASYW12CRDWA* | 11 | 21.5 | 9 | No | N/A | 3 | 600 | 800 | 150 | 350 | 2025-01-01
204722821 | GE Appliances | ASH109CRAW** | ASYW09CRAW** | 10.5 | 17.5 | 9.5 | No | N/A | 3 | 600 | 800 | 150 | 350 | 2025-01-01
204722822 | GE Appliances | ASH112CRAW** | ASYW12CRAW** | 9.5 | 17 | 9 | No | N/A | 3 | 600 | 800 | 150 | 350 | 2025-01-01
204722823 | GE Appliances | ASH118CRDW** | ASYW18CRDW** | 10 | 19 | 9.5 | No | N/A | 3 | 600 | 800 | 150 | 350 | 2025-01-01
204722824 | GE Appliances | ASH124CRDW** | ASYW24CRDW** | 10 | 20 | 8.5 | No | N/A | 2 | 500 | 700 | 100 | 300 | 2025-01-01
202588310 | GE Appliances | ASH109PRDWA | ASYW09PRDWB | 14.5 | 23.5 | 9.5 | Yes | No | 3 | 600 | 800 | 150 | 350 | 2025-01-01
202588311 | GE Appliances | ASH112PRDWA | ASYW12PRDWB | 12.5 | 23 | 10.2 | Yes | No | 4 | 700 | 900 | 150 | 350 | 2025-01-01
202588312 | GE Appliances | ASH115PRDWA | ASYW15PRDWB | 12.5 | 21.5 | 9.6 | Yes | No | 3 | 600 | 800 | 150 | 350 | 2025-01-01
202588313 | GE Appliances | ASH118PRDWA | ASYW18PRDWB | 12.5 | 21 | 9.5 | Yes | No | 3 | 600 | 800 | 150 | 350 | 2025-01-01
202588314 | GE Appliances | ASH124PRDWA | ASYW24PRDWB | 12.5 | 20 | 9.5 | Yes | No | 3 | 600 | 800 | 150 | 350 | 2025-01-01
216968348 | GE Appliances | 1G09AD2BE** | GS09WB2BE** | 12 | 23 | 9.5 | Yes | Both | 3 | 600 | 800 | 150 | 350 | 2025-01-01
216968349 | GE Appliances | 1G12AD2BE** | GS12WB2BE** | 12 | 21 | 9.5 | Yes | Both | 3 | 600 | 800 | 150 | 350 | 2025-01-01
216968350 | GE Appliances | 1G15AD2BE** | GS15WB2BE** | 11.7 | 21 | 9.5 | Yes | Both | 3 | 600 | 800 | 150 | 350 | 2025-01-01
216968351 | GE Appliances | 1G18AD2BE** | GS18WB2BE** | 12 | 20 | 9.5 | Yes | Both | 3 | 600 | 800 | 150 | 350 | 2025-01-01
216968352 | GE Appliances | 1G24AD2BE** | GS24WB2BE** | 12 | 18 | 9.5 | Yes | Both | 3 | 600 | 800 | 150 | 350 | 2025-01-01
216968353 | GE Appliances | 1G3036AD2BE** | GS30WB2BE** | 12 | 18 | 9.5 | Yes | Both | 3 | 600 | 800 | 150 | 350 | 2025-01-01
216968354 | GE Appliances | 1G3036AD2BE** | GS36WB2BE** | 9.8 | 18 | 9.5 | No | N/A | 3 | 600 | 800 | 150 | 350 | 2025-01-01
215876551 | GE Appliances | 1G09ED2BE** | GS09WP2BE** | 12.5 | 27 | 11 | Yes | Both | 4 | 700 | 900 | 150 | 350 | 2025-01-01
215876552 | GE Appliances | 1G12ED2BE** | GS12WP2BE** | 12.5 | 25 | 11 | Yes | Both | 4 | 700 | 900 | 150 | 350 | 2025-01-01
215876553 | GE Appliances | 1G18ED2BE** | GS18WP2BE** | 12 | 20.5 | 10 | Yes | Both | 4 | 700 | 900 | 150 | 350 | 2025-01-01
215565288 | GE Appliances | 1G09CB1BE** | GS09WB1BE** | 12 | 20 | 9.5 | Yes | Both | 3 | 600 | 800 | 150 | 350 | 2025-01-01
215565289 | GE Appliances | 1G12CB1BE** | GS12WB1BE** | 12 | 20 | 9.5 | Yes | No | 3 | 600 | 800 | 150 | 350 | 2025-01-01
212409459 | GE Appliances | ASH109URDE** | USYF09UCDWA* | 11 | 20 | 8.5 | No | N/A | 2 | 500 | 700 | 100 | 300 | 2025-01-01
212409460 | GE Appliances | ASH112URDE** | USYF12UCDWA* | 12.5 | 20 | 8.5 | Yes | No | 2 | 500 | 700 | 100 | 300 | 2025-01-01
212409461 | GE Appliances | ASH118URDE** | USYF18UCDWA* | 10 | 17 | 8.5 | No | N/A | 2 | 500 | 700 | 100 | 300 | 2025-01-01
212409462 | GE Appliances | ASH109URDE** | AB09SC2VHA | 10.5 | 20 | 8.2 | No | N/A | 1 | 400 | 600 | 100 | 300 | 2025-01-01
212409463 | GE Appliances | ASH112URDE** | AB12SC2VHA | 12.5 | 20.5 | 8.5 | Yes | Both | 2 | 500 | 700 | 100 | 300 | 2025-01-01
212409488 | GE Appliances | ASH109URDE** | USYM09UCDSA* | 11.5 | 18 | 9.5 | Yes | Yes | 3 | 600 | 800 | 150 | 350 | 2025-01-01
212409489 | GE Appliances | ASH112URDE** | USYM12UCDSA* | 11.7 | 18 | 8.5 | Yes | No | 2 | 500 | 700 | 100 | 300 | 2025-01-01
212409490 | GE Appliances | ASH118URDE** | USYM18UCDSA* | 10.5 | 16.2 | 8.1 | No | N/A | 1 | 400 | 600 | 100 | 300 | 2025-01-01
212409456 | GE Appliances | ASH109URDE** | ASYW09URDE** | 16 | 30 | 14 | Yes | Both | 4 | 700 | 900 | 150 | 350 | 2025-01-01
212409457 | GE Appliances | ASH112URDE** | ASYW12URDE** | 15 | 27.5 | 12.5 | Yes | Both | 4 | 700 | 900 | 150 | 350 | 2025-01-01
212409458 | GE Appliances | ASH118URDE** | ASYW18URDE** | 13 | 23 | 12 | Yes | Both | 4 | 700 | 900 | 150 | 350 | 2025-01-01
211727011 | GE Appliances | ASH124UCDD** | USYM24UCDD** | 9.5 | 16.5 | 8.1 | Yes | Yes | 1 | 400 | 600 | 100 | 300 | 2025-01-01
211729713 | GE Appliances | ASH4248UCDD** | USYM42UCDD** | 7.8 | 15.2 | 8.7 | Yes | Yes | 2 | 500 | 700 | 100 | 300 | 2025-01-01
211729714 | GE Appliances | ASH4248UCDD** | USYM48UCDD** | 7.3 | 15.2 | 8.8 | Yes | Yes | 2 | 500 | 700 | 100 | 300 | 2025-01-01
211744608 | GE Appliances | ASH124UCDD** | USYL24UCDD** | 11 | 19 | 8.6 | Yes | Yes | 2 | 500 | 700 | 100 | 300 | 2025-01-01
211744609 | GE Appliances | ASH124UCDD** | ASYW24TRDF** | 11 | 21 | 10 | Yes | Yes | 4 | 700 | 900 | 150 | 350 | 2025-01-01
211744610 | GE Appliances | ASH3036UCDD** | USYL30UCDD** | 10.6 | 18 | 9.2 | Yes | Yes | 3 | 600 | 800 | 150 | 350 | 2025-01-01
211744611 | GE Appliances | ASH3036UCDD** | ASYW30TRDF** | 8.8 | 19 | 9 | Yes | Yes | 3 | 600 | 800 | 150 | 350 | 2025-01-01
211744612 | GE Appliances | ASH3036UCDD** | USYL36UCDD** | 9.5 | 18 | 9 | Yes | Yes | 3 | 600 | 800 | 150 | 350 | 2025-01-01
211744613 | GE Appliances | ASH3036UCDD** | ASYW36TRDF** | 8.2 | 18 | 9 | Yes | Yes | 3 | 600 | 800 | 150 | 350 | 2025-01-01
211744614 | GE Appliances | ASH4248UCDD** | USYL42UCDD** | 8.7 | 18 | 8.5 | Yes | Yes | 2 | 500 | 700 | 100 | 300 | 2025-01-01
211744615 | GE Appliances | ASH4248UCDD** | USYL48UCDD** | 8 | 17 | 8.5 | No | N/A | 2 | 500 | 700 | 100 | 300 | 2025-01-01
211709322 | GE Appliances | ASH109PRDB** | ASYW09PRDB** | 14.5 | 23.5 | 9.6 | Yes | Both | 3 | 600 | 800 | 150 | 350 | 2025-01-01
211709323 | GE Appliances | ASH112PRDB** | ASYW12PRDB** | 12.5 | 23 | 10.5 | Yes | Both | 4 | 700 | 900 | 150 | 350 | 2025-01-01
211709324 | GE Appliances | ASH115PRDB** | ASYW15PRDB** | 12.5 | 21.5 | 9.6 | Yes | Both | 3 | 600 | 800 | 150 | 350 | 2025-01-01
211709325 | GE Appliances | ASH118PRDB** | ASYW18PRDB** | 12.5 | 21 | 9.6 | Yes | Both | 3 | 600 | 800 | 150 | 350 | 2025-01-01
211709326 | GE Appliances | ASH124PRDB** | ASYW24PRDB** | 12.5 | 20 | 9.6 | Yes | Both | 3 | 600 | 800 | 150 | 350 | 2025-01-01
210715477 | GE Appliances | ASH109CRDD** | ASYW09CRDD** | 11 | 19 | 9 | No | N/A | 3 | 600 | 800 | 150 | 350 | 2025-01-01
210715478 | GE Appliances | ASH112CRDD** | ASYW12CRDD** | 11 | 19 | 9.2 | No | N/A | 3 | 600 | 800 | 150 | 350 | 2025-01-01
216765725 | Generallux | TSHG12E2M23NAR45O |  | 11.7 | 18.5 | 8.5 | No | N/A | 2 | 500 | 700 | 100 | 300 | 2025-01-01
216765726 | Generallux | TSHG18E2S22NAR45O |  | 11.7 | 21 | 8.1 | No | N/A | 1 | 400 | 600 | 100 | 300 | 2025-01-01
216765727 | Generallux | TSHG24E2S20NAR45O |  | 11.7 | 19 | 9.5 | No | N/A | 3 | 600 | 800 | 150 | 350 | 2025-01-01
216765715 | Generallux | TFM2G18CHAIR454B |  | 13 | 24 | 10 | No | N/A | 4 | 700 | 900 | 150 | 350 | 2025-01-01
216765716 | Generallux | TFM3G27CHAIR454B |  | 12 | 24 | 10 | No | N/A | 4 | 700 | 900 | 150 | 350 | 2025-01-01
216765717 | Generallux | TFM4G36CHAIR454B |  | 12 | 22.5 | 9.5 | No | N/A | 3 | 600 | 800 | 150 | 350 | 2025-01-01
216765718 | Generallux | TFM5G42CHAIR454B |  | 12 | 22 | 9.5 | No | N/A | 3 | 600 | 800 | 150 | 350 | 2025-01-01
216765719 | Generallux | TAC12CHSAG1R32O17 | TAC12CHSAG1R32I17 | 9.5 | 17 | 9.5 | No | N/A | 3 | 600 | 800 | 150 | 350 | 2025-01-01
216765720 | Generallux | TAC18CHSAG2R32O18 | TAC18CHSAG2R32I18 | 9.5 | 17 | 8.5 | No | N/A | 2 | 500 | 700 | 100 | 300 | 2025-01-01
216765721 | Generallux | TAC24CHSAG2R32O18 | TAC24CHSAG2R32I18 | 9.5 | 17 | 9.5 | No | N/A | 3 | 600 | 800 | 150 | 350 | 2025-01-01
216765722 | Generallux | TSHG12E2M23NAR45O | TSCAS12CD2VIR45I | 11.7 | 22 | 9.5 | No | N/A | 3 | 600 | 800 | 150 | 350 | 2025-01-01
216765723 | Generallux | TSHG18E2S22NAR45O | TSCAS18CD2VIR45I | 11.7 | 20.5 | 8.5 | No | N/A | 2 | 500 | 700 | 100 | 300 | 2025-01-01
216765724 | Generallux | TSHG24E2S20NAR45O | TSCAS24CD2VIR45I | 11.7 | 22.5 | 10.4 | No | N/A | 4 | 700 | 900 | 150 | 350 | 2025-01-01
216765705 | Generallux | TSHG12E1S20NAR45O | TSHG12E1S20NAR45I | 10.5 | 20.5 | 9.5 | No | N/A | 3 | 600 | 800 | 150 | 350 | 2025-01-01
216765706 | Generallux | TSHG18E2S20NAR45O | TSHG18E2S20NAR45I | 11 | 21 | 9.5 | No | N/A | 3 | 600 | 800 | 150 | 350 | 2025-01-01
216765707 | Generallux | TSHG36E2S19NAR45O | TSHG36E2S19NAR45I | 9 | 19 | 9 | No | N/A | 3 | 600 | 800 | 150 | 350 | 2025-01-01
216765708 | Generallux | TSHG12E1O22NAR45O | TSHG12E1O22NAR45I | 13 | 23 | 10 | No | N/A | 4 | 700 | 900 | 150 | 350 | 2025-01-01
216765709 | Generallux | TSHG12E2M23NAR45O | TSHG12E2M23NAR45I | 13 | 24 | 10 | No | N/A | 4 | 700 | 900 | 150 | 350 | 2025-01-01
216765710 | Generallux | TSHG18E2S22NAR45O | TSHG18E2S22NAR45I | 12.5 | 23 | 9.5 | No | N/A | 3 | 600 | 800 | 150 | 350 | 2025-01-01
216765711 | Generallux | TSHG24E2S20NAR45O | TSHG24E2S20NAR45I | 12 | 23 | 9.5 | No | N/A | 3 | 600 | 800 | 150 | 350 | 2025-01-01
216765712 | Generallux | THH12E2S25NAR454O | THH12E2S25NAR454I | 14 | 25 | 10.5 | No | N/A | 4 | 700 | 900 | 150 | 350 | 2025-01-01
216765713 | Generallux | THH18E2S24NAR454O | THH18E2S24NAR454I | 12.5 | 23.5 | 10 | No | N/A | 4 | 700 | 900 | 150 | 350 | 2025-01-01
216765714 | Generallux | THH24E2S23NAR454O | THH24E2S23NAR454I | 12 | 23 | 10 | No | N/A | 4 | 700 | 900 | 150 | 350 | 2025-01-01
215887343 | GENERALLUX STAR | GNS12HCH20R32O | GNS12HCH20R32I | 11.1 | 20 | 8.5 | No | N/A | 2 | 500 | 700 | 100 | 300 | 2025-01-01
215887344 | GENERALLUX STAR | GNS18HCH21R32O | GNS18HCH21R32I | 11.95 | 21 | 9.8 | No | N/A | 3 | 600 | 800 | 150 | 350 | 2025-01-01
215887345 | GENERALLUX STAR | GNS24HCH20R32O | GNS24HCH20R32I | 10.6 | 19.5 | 8.5 | No | N/A | 2 | 500 | 700 | 100 | 300 | 2025-01-01
215887346 | GENERALLUX STAR | GNS12HCH23R454O | GNS12HCH23R454I | 12.25 | 23 | 10 | No | N/A | 4 | 700 | 900 | 150 | 350 | 2025-01-01
215887347 | GENERALLUX STAR | GNS18HCH21R454O | GNS18HCH21R454I | 12.95 | 21 | 10 | No | N/A | 4 | 700 | 900 | 150 | 350 | 2025-01-01
215887348 | GENERALLUX STAR | GNS24HCH23R454O | GNS24HCH23R454I | 12.25 | 22.5 | 9.5 | No | N/A | 3 | 600 | 800 | 150 | 350 | 2025-01-01
213617766 | GENERALLUX STAR | GNS-12HCH22TO1 | GNS-12HCH22TI1 | 13 | 21 | 9.5 | No | N/A | 3 | 600 | 800 | 150 | 350 | 2025-01-01
213617767 | GENERALLUX STAR | GNS-18HCH23TO1 | GNS-18HCH23TI1 | 13 | 22.5 | 8.6 | No | N/A | 2 | 500 | 700 | 100 | 300 | 2025-01-01
213617768 | GENERALLUX STAR | GNS-12HCH23TO2 | GNS-12HCH23TI2 | 12.7 | 23.5 | 9.5 | No | N/A | 3 | 600 | 800 | 150 | 350 | 2025-01-01
213617769 | GENERALLUX STAR | GNS-18HCH21TO2 | GNS-18HCH21TI2 | 13.2 | 20.5 | 9.5 | No | N/A | 3 | 600 | 800 | 150 | 350 | 2025-01-01
212674037 | Genie Aire | GA-09HP115V/O | GA-09HP115V/I | 12.5 | 21.5 | 9.1 | Yes | Both | 3 | 600 | 800 | 150 | 350 | 2025-01-01
212674038 | Genie Aire | GA-12HP115V/O | GA-12HP115V/I | 10.3 | 20.8 | 8.7 | No | N/A | 2 | 500 | 700 | 100 | 300 | 2025-01-01
212674039 | Genie Aire | GA-12HP230V/O | GA-12HP230V/I | 10.8 | 21.4 | 9.2 | No | N/A | 3 | 600 | 800 | 150 | 350 | 2025-01-01
212674040 | Genie Aire | GA-18HP230V/O | GA-18HP230V/I | 11 | 19.5 | 8.7 | No | N/A | 2 | 500 | 700 | 100 | 300 | 2025-01-01
212674041 | Genie Aire | GA-24HP230V/O | GA-24HP230V/I | 9.5 | 18.5 | 8.6 | No | N/A | 2 | 500 | 700 | 100 | 300 | 2025-01-01
215746317 | GIBSON | DXH24FMK3IH |  | 12 | 18 | 8.1 | Yes | Both | 1 | 400 | 600 | 100 | 300 | 2025-01-01
215746318 | GIBSON | DXH30FMK3IH |  | 12 | 18 | 8.1 | Yes | Both | 1 | 400 | 600 | 100 | 300 | 2025-01-01
215746319 | GIBSON | DXH36FMK3IH |  | 11.7 | 18 | 8.1 | Yes | Both | 1 | 400 | 600 | 100 | 300 | 2025-01-01
215746320 | GIBSON | DXH42FMK3IH |  | 12 | 18 | 8.1 | Yes | Both | 1 | 400 | 600 | 100 | 300 | 2025-01-01
215746315 | GIBSON | DXH18FMK3IH |  | 11.7 | 18 | 8.1 | Yes | Both | 1 | 400 | 600 | 100 | 300 | 2025-01-01
215746310 | GIBSON | DXH18FMK3IH |  | 12 | 21 | 10 | Yes | Both | 4 | 700 | 900 | 150 | 350 | 2025-01-01
215746311 | GIBSON | DXH24FMK3IH |  | 13.3 | 21 | 10 | Yes | Both | 4 | 700 | 900 | 150 | 350 | 2025-01-01
215746312 | GIBSON | DXH30FMK3IH |  | 13.6 | 21 | 10 | Yes | Both | 4 | 700 | 900 | 150 | 350 | 2025-01-01
9001025 | GIBSON | GXH42(12.3)FMK4DH |  | 10.4 | 21 | 8.6 | No | N/A | 2 | 500 | 700 | 100 | 300 | 2025-01-01
215746313 | GIBSON | DXH36FMK3IH |  | 12 | 21 | 10 | Yes | Both | 4 | 700 | 900 | 150 | 350 | 2025-01-01
215746314 | GIBSON | DXH42FMK3IH |  | 13 | 21 | 10 | Yes | Both | 4 | 700 | 900 | 150 | 350 | 2025-01-01
210276799 | GIBSON | GXH42(12.3)FMK4DH-1 |  | 12 | 21 | 10 | Yes | No | 4 | 700 | 900 | 150 | 350 | 2025-01-01
210276800 | GIBSON | GXH18(5.3)FMK4DH-1 |  | 12 | 21 | 10 | Yes | Both | 4 | 700 | 900 | 150 | 350 | 2025-01-01
210276801 | GIBSON | GXH24(7.0)FMK4DH-1 |  | 12.5 | 21 | 10 | Yes | No | 4 | 700 | 900 | 150 | 350 | 2025-01-01
210276798 | GIBSON | GXH36(10.6)FMK4DH-1 |  | 12 | 21 | 10 | Yes | No | 4 | 700 | 900 | 150 | 350 | 2025-01-01
210276802 | GIBSON | GXH30(8.8)FMK4DH-1 |  | 12.5 | 21 | 10 | Yes | No | 4 | 700 | 900 | 150 | 350 | 2025-01-01
210276813 | GIBSON | GXH18(5.3)FMK4DH-1 |  | 11.5 | 18.5 | 9 | No | N/A | 3 | 600 | 800 | 150 | 350 | 2025-01-01
210276814 | GIBSON | GXH24(7.0)FMK4DH-1 |  | 11.75 | 18.5 | 9 | No | N/A | 3 | 600 | 800 | 150 | 350 | 2025-01-01
210276815 | GIBSON | GXH30(8.8)FMK4DH-1 |  | 11.75 | 18.5 | 9 | No | N/A | 3 | 600 | 800 | 150 | 350 | 2025-01-01
210276816 | GIBSON | GXH36(10.6)FMK4DH-1 |  | 11.5 | 18.5 | 9 | No | N/A | 3 | 600 | 800 | 150 | 350 | 2025-01-01
210276817 | GIBSON | GXH42(12.3)FMK4DH-1 |  | 11.5 | 18.5 | 9 | No | N/A | 3 | 600 | 800 | 150 | 350 | 2025-01-01
215746321 | GIBSON | DXH24FMK3IH |  | 12.2 | 19 | 9 | Yes | Both | 3 | 600 | 800 | 150 | 350 | 2025-01-01
215746322 | GIBSON | DXH30FMK3IH |  | 12.2 | 19 | 9 | Yes | Both | 3 | 600 | 800 | 150 | 350 | 2025-01-01
215746323 | GIBSON | DXH36FMK3IH |  | 11.8 | 19 | 9 | Yes | Both | 3 | 600 | 800 | 150 | 350 | 2025-01-01
215746324 | GIBSON | DXH42FMK3IH |  | 12.2 | 19 | 9 | Yes | Both | 3 | 600 | 800 | 150 | 350 | 2025-01-01
215746316 | GIBSON | DXH18FMK3IH |  | 11.8 | 19 | 9 | Yes | Both | 3 | 600 | 800 | 150 | 350 | 2025-01-01
209448105 | GIBSON | GXH09(2.6)LSA4DL2 | GHH09(2.6)LSA4DL2 | 10.7 | 18 | 8.5 | No | N/A | 2 | 500 | 700 | 100 | 300 | 2025-01-01
209448109 | GIBSON | GXH12(3.5)LSA4DL2 | GHH12(3.5)LSA4DL2 | 8.7 | 16.5 | 8.5 | No | N/A | 2 | 500 | 700 | 100 | 300 | 2025-01-01
9000994 | GIBSON | GXH09(2.6)LSA4DH | GHH09(2.6)LSA4DH | 13 | 23 | 9.4 | No | N/A | 3 | 600 | 800 | 150 | 350 | 2025-01-01
9000995 | GIBSON | GXH12(3.5)LSA4DH | GHH12(3.5)LSA4DH | 12 | 21.5 | 8.2 | No | N/A | 1 | 400 | 600 | 100 | 300 | 2025-01-01
9000996 | GIBSON | GXH12(3.5)LSA4DH | GHH12(3.5)LUA4DH | 12 | 21.5 | 8.2 | No | N/A | 1 | 400 | 600 | 100 | 300 | 2025-01-01
9000997 | GIBSON | GXH09(2.6)LSK4DH | GHH09(2.6)LUK4DH | 14 | 23 | 8.5 | No | N/A | 2 | 500 | 700 | 100 | 300 | 2025-01-01
9000998 | GIBSON | GXH12(3.5)LSK4DH | GHH12(3.5)LUK4DH | 12 | 21.5 | 8.5 | No | N/A | 2 | 500 | 700 | 100 | 300 | 2025-01-01
9000999 | GIBSON | GXH18(5.3)LSK4DH | GHH18(5.3)LUK4DH | 12.5 | 20 | 8.5 | No | N/A | 2 | 500 | 700 | 100 | 300 | 2025-01-01
9001000 | GIBSON | GXH24(7.0)LSK4DH | GHH24(7.0)LUK4DH | 12.5 | 20 | 8.5 | No | N/A | 2 | 500 | 700 | 100 | 300 | 2025-01-01
8996539 | GIBSON | GXH09(2.6)LSA4DH | GHH09(2.6)LUA4DH | 13 | 23 | 9.4 | No | N/A | 3 | 600 | 800 | 150 | 350 | 2025-01-01
212925553 | GIBSON | GXH12(3.5)LSK4DH2 | GKH12(3.5)FMK4DH1 | 12.5 | 24 | 8.5 | No | N/A | 2 | 500 | 700 | 100 | 300 | 2025-01-01
212925556 | GIBSON | GXH18(5.3)LSK4DH2 | GKH18(5.3)FMK4DH1 | 10.05 | 19 | 8.5 | No | N/A | 2 | 500 | 700 | 100 | 300 | 2025-01-01
212925559 | GIBSON | GXH24(7.0)LSK4DH2 | GKH24(7.0)FMK4DH1 | 11.9 | 21 | 9.5 | No | N/A | 3 | 600 | 800 | 150 | 350 | 2025-01-01
216011808 | GIBSON | DXH18PSK3IH | DKH18FMK3IH | 10.9 | 21 | 9 | No | N/A | 3 | 600 | 800 | 150 | 350 | 2025-01-01
216011764 | GIBSON | DXH24ESK3IL | DHH24ESK3IL | 11.9 | 19 | 8.5 | No | N/A | 2 | 500 | 700 | 100 | 300 | 2025-01-01
216011765 | GIBSON | DXH12ESK3IL | DHH12ESK3IL | 9.75 | 19 | 8.5 | No | N/A | 2 | 500 | 700 | 100 | 300 | 2025-01-01
216011766 | GIBSON | DXH12ESA3IL | DHH12ESA3IL | 9.3 | 19 | 8.5 | No | N/A | 2 | 500 | 700 | 100 | 300 | 2025-01-01
216011767 | GIBSON | DXH09PSK3IH | DHH09PUK3IH | 15 | 26 | 10.4 | Yes | Both | 4 | 700 | 900 | 150 | 350 | 2025-01-01
216011768 | GIBSON | DXH18ESK3IL | DHH18ESK3IL | 12.35 | 20 | 8.5 | No | N/A | 2 | 500 | 700 | 100 | 300 | 2025-01-01
216011769 | GIBSON | DXH12PSK3IH | DHH12PUK3IH | 13 | 24.5 | 9.5 | Yes | Both | 3 | 600 | 800 | 150 | 350 | 2025-01-01
216011770 | GIBSON | DXH30ESK3IL | DHH30ESK3IL | 10.9 | 22 | 9 | No | N/A | 3 | 600 | 800 | 150 | 350 | 2025-01-01
216011771 | GIBSON | DXH24PSK3IH | DHH24PUK3IH | 13.65 | 26 | 10 | Yes | Both | 4 | 700 | 900 | 150 | 350 | 2025-01-01
216011772 | GIBSON | DXH18PSK3IH | DHH18PUK3IH | 13.65 | 24.5 | 9 | Yes | Both | 3 | 600 | 800 | 150 | 350 | 2025-01-01
216011805 | GIBSON | DXH09PSK3IH | DKH09FMK3IH | 15 | 24 | 9.2 | Yes | Both | 3 | 600 | 800 | 150 | 350 | 2025-01-01
216011806 | GIBSON | DXH12PSK3IH | DKH12FMK3IH | 13 | 23 | 9 | Yes | Both | 3 | 600 | 800 | 150 | 350 | 2025-01-01
216011807 | GIBSON | DXH24PSK3IH | DKH24FMK3IH | 11.6 | 22.5 | 9 | No | N/A | 3 | 600 | 800 | 150 | 350 | 2025-01-01
216011761 | GIBSON | DXH09ESK3IL | DHH09ESK3IL | 12.5 | 20.5 | 8.8 | No | N/A | 2 | 500 | 700 | 100 | 300 | 2025-01-01
216011762 | GIBSON | DXH09ESA3IL | DHH09ESA3IL | 11.9 | 20.5 | 8.8 | No | N/A | 2 | 500 | 700 | 100 | 300 | 2025-01-01
216011763 | GIBSON | DXH36ESK3IL | DHH36ESK3IL | 10.6 | 21 | 8.5 | Yes | Yes | 2 | 500 | 700 | 100 | 300 | 2025-01-01
211497141 | GIBSON | GXH18(5.3)LSK4DH2 | GHH18(5.3)LUK4DH2 | 12.5 | 23 | 8.5 | No | N/A | 2 | 500 | 700 | 100 | 300 | 2025-01-01
210534166 | GIBSON | GXH09(2.6)LSK4DL2 | GHH09(2.6)LSK4DL2 | 10.2 | 17.5 | 8.4 | No | N/A | 1 | 400 | 600 | 100 | 300 | 2025-01-01
210534167 | GIBSON | GXH12(3.5)LSK4DL2 | GHH12(3.5)LSK4DL2 | 8.7 | 16.5 | 8.5 | No | N/A | 2 | 500 | 700 | 100 | 300 | 2025-01-01
210534168 | GIBSON | GXH18(5.3)LSK4DL2 | GHH18(5.3)LSK4DL2 | 9.55 | 16 | 8.2 | No | N/A | 1 | 400 | 600 | 100 | 300 | 2025-01-01
210534169 | GIBSON | GXH24(7.0)LSK4DL2 | GHH24(7.0)LSK4DL2 | 11.6 | 18 | 8.5 | No | N/A | 2 | 500 | 700 | 100 | 300 | 2025-01-01
210534170 | GIBSON | GXH09(2.6)LSK4DH2 | GHH09(2.6)LUK4DH2 | 14.7 | 25.5 | 10.2 | No | N/A | 4 | 700 | 900 | 150 | 350 | 2025-01-01
210534171 | GIBSON | GXH12(3.5)LSK4DH2 | GHH12(3.5)LUK4DH2 | 12.5 | 24 | 9 | Yes | Yes | 3 | 600 | 800 | 150 | 350 | 2025-01-01
210534172 | GIBSON | GXH24(7.0)LSK4DH2 | GHH24(7.0)LUK4DH2 | 13.1 | 24.5 | 9.5 | Yes | No | 3 | 600 | 800 | 150 | 350 | 2025-01-01
210534173 | GIBSON | GXH30(8.8)LSK4DH2 | GHH30(8.8)LUK4DH2 | 11.25 | 20 | 8.5 | No | N/A | 2 | 500 | 700 | 100 | 300 | 2025-01-01
210534174 | GIBSON | GXH36(10.6)LSK4DH2 | GHH36(10.6)LUK4DH2 | 10.5 | 20 | 8.5 | No | N/A | 2 | 500 | 700 | 100 | 300 | 2025-01-01
211756655 | Global Commander | HPG-ET24K2CH20S-O | HPG-ET24K2CH20S-I | 10 | 20 | 8.5 | No | N/A | 2 | 500 | 700 | 100 | 300 | 2025-01-01
214438126 | GOODMAN | MST183G22MHAA |  | 12 | 19 | 9.3 | Yes | Both | 3 | 600 | 800 | 150 | 350 | 2025-01-01
214438129 | GOODMAN | MST273G22MHAA |  | 11.8 | 19 | 10 | Yes | Both | 4 | 700 | 900 | 150 | 350 | 2025-01-01
214438135 | GOODMAN | MST483G22MHAA |  | 11.7 | 20.9 | 9 | Yes | Both | 3 | 600 | 800 | 150 | 350 | 2025-01-01
214438132 | GOODMAN | MST363G22MHAA |  | 12 | 19.4 | 10 | Yes | Both | 4 | 700 | 900 | 150 | 350 | 2025-01-01
202196603 | GOODMAN | MST183E21MCAA |  | 11.7 | 18.3 | 9 | Yes | No | 3 | 600 | 800 | 150 | 350 | 2025-01-01
202196604 | GOODMAN | MST273E21MCAA |  | 11 | 20 | 8.5 | Yes | No | 2 | 500 | 700 | 100 | 300 | 2025-01-01
202196605 | GOODMAN | MST363E21MCAA |  | 10 | 18.5 | 8.7 | No | N/A | 2 | 500 | 700 | 100 | 300 | 2025-01-01
202196606 | GOODMAN | MST483E21MCAA |  | 10.1 | 18.3 | 9.6 | No | N/A | 3 | 600 | 800 | 150 | 350 | 2025-01-01
216623790 | GOODMAN | MST283G22MHAA |  | 11.7 | 20 | 9.5 | Yes | Both | 3 | 600 | 800 | 150 | 350 | 2025-01-01
216623789 | GOODMAN | MST283G22MHAA |  | 11.8 | 22.6 | 9.8 | Yes | Both | 3 | 600 | 800 | 150 | 350 | 2025-01-01
205816512 | GOODMAN | MST273E23MHAA |  | 12.5 | 22 | 9 | Yes | Both | 3 | 600 | 800 | 150 | 350 | 2025-01-01
10300061 | GOODMAN | MST273E21MCAA |  | 12 | 22 | 8.9 | Yes | Both | 2 | 500 | 700 | 100 | 300 | 2025-01-01
10300062 | GOODMAN | MST183E21MCAA |  | 11.7 | 20.5 | 8.9 | Yes | No | 2 | 500 | 700 | 100 | 300 | 2025-01-01
10300063 | GOODMAN | MST363E21MCAA |  | 10.8 | 22.5 | 9.2 | No | N/A | 3 | 600 | 800 | 150 | 350 | 2025-01-01
214438134 | GOODMAN | MST483G22MHAA |  | 11 | 21.2 | 10 | Yes | Both | 4 | 700 | 900 | 150 | 350 | 2025-01-01
214438128 | GOODMAN | MST273G22MHAA |  | 11.8 | 20.5 | 9.6 | Yes | Both | 3 | 600 | 800 | 150 | 350 | 2025-01-01
214438131 | GOODMAN | MST363G22MHAA |  | 12 | 21 | 10.9 | Yes | Both | 4 | 700 | 900 | 150 | 350 | 2025-01-01
214438125 | GOODMAN | MST183G22MHAA |  | 12.5 | 20.5 | 9 | Yes | Both | 3 | 600 | 800 | 150 | 350 | 2025-01-01
205816514 | GOODMAN | MST273E23MHAA |  | 11.75 | 20 | 8.5 | No | N/A | 2 | 500 | 700 | 100 | 300 | 2025-01-01
214438127 | GOODMAN | MST183G22MHAA |  | 12.25 | 19.75 | 9.15 | Yes | Both | 3 | 600 | 800 | 150 | 350 | 2025-01-01
214438130 | GOODMAN | MST273G22MHAA |  | 11.8 | 19.75 | 9.8 | Yes | Both | 3 | 600 | 800 | 150 | 350 | 2025-01-01
214438133 | GOODMAN | MST363G22MHAA |  | 12 | 20.2 | 10.45 | Yes | Both | 4 | 700 | 900 | 150 | 350 | 2025-01-01
214438136 | GOODMAN | MST483G22MHAA |  | 11.35 | 21.05 | 9.4 | Yes | Both | 3 | 600 | 800 | 150 | 350 | 2025-01-01
216623791 | GOODMAN | MST283G22MHAA |  | 11.75 | 21.3 | 9.65 | Yes | Both | 3 | 600 | 800 | 150 | 350 | 2025-01-01
206900419 | GOODMAN | MSH093E23MCAA | MST093E21ADAA | 13.2 | 20.2 | 12 | Yes | Both | 4 | 700 | 900 | 150 | 350 | 2025-01-01
206900420 | GOODMAN | MSH123E23MCAA | MST123E21ADAA | 11.7 | 19.5 | 10 | Yes | Both | 4 | 700 | 900 | 150 | 350 | 2025-01-01
206900421 | GOODMAN | MSH183E23MCAA | MST183E21ADAA | 11.7 | 18 | 9.5 | Yes | Both | 3 | 600 | 800 | 150 | 350 | 2025-01-01
206900422 | GOODMAN | MSH243E23MCAA | MST243E21ADAA | 12 | 19.2 | 10.5 | Yes | Both | 4 | 700 | 900 | 150 | 350 | 2025-01-01
206900424 | GOODMAN | MSH093E23MCAA | MST093E20ACAA | 13 | 20.5 | 10.3 | Yes | Both | 4 | 700 | 900 | 150 | 350 | 2025-01-01
206900425 | GOODMAN | MSH123E23MCAA | MST123E20ACAA | 12.7 | 22.3 | 10.2 | Yes | Both | 4 | 700 | 900 | 150 | 350 | 2025-01-01
206900426 | GOODMAN | MSH183E23MCAA | MST183E20ACAA | 12.5 | 20 | 9.5 | Yes | Both | 3 | 600 | 800 | 150 | 350 | 2025-01-01
206061613 | GOODMAN | GMZ180242CUE | GMZ180242HWE | 10.95 | 18.5 | 8.5 | No | N/A | 2 | 500 | 700 | 100 | 300 | 2025-01-01
206199280 | GOODMAN | MSH603E18MCAA | MST603E18ADAA | 9 | 15.4 | 8.4 | No | N/A | 1 | 400 | 600 | 100 | 300 | 2025-01-01
205299941 | GOODMAN | MSH183E17MCAA* | MSH183E17AXAA* | 11 | 18.7 | 8.1 | No | N/A | 1 | 400 | 600 | 100 | 300 | 2025-01-01
203991088 | GOODMAN | MSH183E19MCAA | MSH183E19AXAA | 11 | 18.7 | 8.1 | No | N/A | 1 | 400 | 600 | 100 | 300 | 2025-01-01
203991090 | GOODMAN | MSH093E23MCAA | MSH093E23AXAA | 15.6 | 25 | 11 | Yes | No | 4 | 700 | 900 | 150 | 350 | 2025-01-01
203991091 | GOODMAN | MSH123E23MCAA | MSH123E23AXAA | 13.5 | 23.6 | 9.5 | Yes | Both | 3 | 600 | 800 | 150 | 350 | 2025-01-01
203991092 | GOODMAN | MSH183E23MCAA | MSH183E23AXAA | 12.5 | 19.4 | 10 | Yes | No | 4 | 700 | 900 | 150 | 350 | 2025-01-01
203991093 | GOODMAN | MSH243E23MCAA | MSH243E23AXAA | 11.7 | 18.9 | 10.4 | Yes | Both | 4 | 700 | 900 | 150 | 350 | 2025-01-01
203991098 | GOODMAN | MSH603E18MCAA | MST363E18ADAA | 9 | 15.4 | 8.4 | No | N/A | 1 | 400 | 600 | 100 | 300 | 2025-01-01
202196599 | GOODMAN | MSH093E21MCAA | MST093E21ADAA | 12.1 | 18.7 | 9.8 | No | N/A | 3 | 600 | 800 | 150 | 350 | 2025-01-01
202196600 | GOODMAN | MSH123E21MCAA | MST123E21ADAA | 11.7 | 19 | 10 | Yes | Both | 4 | 700 | 900 | 150 | 350 | 2025-01-01
202196601 | GOODMAN | MSH183E21MCAA | MST183E21ADAA | 11.7 | 18.5 | 9.2 | Yes | No | 3 | 600 | 800 | 150 | 350 | 2025-01-01
202196602 | GOODMAN | MSH243E21MCAA | MST243E21ADAA | 11.7 | 19 | 10 | Yes | Both | 4 | 700 | 900 | 150 | 350 | 2025-01-01
214605987 | GOODMAN | MSH183F25MCAA | MSH183E23AXAA | 12.5 | 19.4 | 10 | Yes | No | 4 | 700 | 900 | 150 | 350 | 2025-01-01
10062551 | GOODMAN | MSH123E21MCAA | MSH123E21AXAA | 13 | 21.3 | 8.4 | Yes | No | 1 | 400 | 600 | 100 | 300 | 2025-01-01
10062552 | GOODMAN | MSH183E21MCAA | MSH183E21AXAA | 13 | 19.9 | 8.1 | Yes | No | 1 | 400 | 600 | 100 | 300 | 2025-01-01
10062564 | GOODMAN | MSH183E21MCAA | MST183E20ACAA | 12.5 | 20 | 9.1 | Yes | No | 3 | 600 | 800 | 150 | 350 | 2025-01-01
9680944 | GOODMAN | MSH121J21MC | MSH121J21AX | 12.5 | 20.1 | 8.2 | Yes | No | 1 | 400 | 600 | 100 | 300 | 2025-01-01
214594900 | GOODMAN | MSH123G22MCAA | MST123E20ACAA | 12.7 | 22.3 | 10.2 | Yes | Both | 4 | 700 | 900 | 150 | 350 | 2025-01-01
214594901 | GOODMAN | MSH183G22MCAA | MST183E20ACAA | 12.5 | 20 | 9.5 | Yes | Both | 3 | 600 | 800 | 150 | 350 | 2025-01-01
214594902 | GOODMAN | MSH123G22MCAA | MST123E21ADAA | 11.7 | 19.5 | 10 | Yes | Both | 4 | 700 | 900 | 150 | 350 | 2025-01-01
214594903 | GOODMAN | MSH183G22MCAA | MST183E21ADAA | 11.7 | 18 | 9.5 | Yes | Both | 3 | 600 | 800 | 150 | 350 | 2025-01-01
214594904 | GOODMAN | MSH243G22MCAA | MST243E21ADAA | 12 | 19.2 | 10.5 | Yes | Both | 4 | 700 | 900 | 150 | 350 | 2025-01-01
214442640 | GOODMAN | MSH303G20MCAA | MSH303G20AXAA | 12.2 | 21 | 8.7 | Yes | No | 2 | 500 | 700 | 100 | 300 | 2025-01-01
214442641 | GOODMAN | MSH123G20MCAA | MSH123G20AXAA | 10.8 | 21.4 | 9.2 | No | N/A | 3 | 600 | 800 | 150 | 350 | 2025-01-01
214442642 | GOODMAN | MSH183G20MCAA | MSH183G20AXAA | 11 | 19.5 | 8.7 | Yes | No | 2 | 500 | 700 | 100 | 300 | 2025-01-01
214442643 | GOODMAN | MSH243G20MCAA | MSH243G20AXAA | 9.5 | 18.5 | 8.6 | No | N/A | 2 | 500 | 700 | 100 | 300 | 2025-01-01
214438117 | GOODMAN | MSH123G22MCAA | MSH123G22AXAA | 13 | 23.1 | 10.5 | Yes | Both | 4 | 700 | 900 | 150 | 350 | 2025-01-01
214438118 | GOODMAN | MSH183G22MCAA | MSH183G22AXAA | 13 | 22 | 10.6 | Yes | Both | 4 | 700 | 900 | 150 | 350 | 2025-01-01
214438119 | GOODMAN | MSH093G26MCAA | MSH093G26AXAA | 16.5 | 29 | 22 | Yes | Both | 4 | 700 | 900 | 150 | 350 | 2025-01-01
214438120 | GOODMAN | MSH123G26MCAA | MSH123G26AXAA | 14.3 | 27.5 | 14.5 | Yes | Both | 4 | 700 | 900 | 150 | 350 | 2025-01-01
214438121 | GOODMAN | MSH183G26MCAA | MSH183G26AXAA | 15.3 | 26.3 | 15.5 | Yes | Both | 4 | 700 | 900 | 150 | 350 | 2025-01-01
214438122 | GOODMAN | MSH093G22MCAA | MSH093G22AXAA | 15.8 | 26.4 | 11.6 | Yes | Both | 4 | 700 | 900 | 150 | 350 | 2025-01-01
214438123 | GOODMAN | MSH243G22MCAA | MSH243G22AXAA | 12.5 | 22.3 | 10.3 | Yes | Both | 4 | 700 | 900 | 150 | 350 | 2025-01-01
214438124 | GOODMAN | MSH121G20MCAA | MSH121G20AXAA | 10.3 | 20.8 | 8.7 | No | N/A | 2 | 500 | 700 | 100 | 300 | 2025-01-01
211594218 | GOODMAN | RXNG09AXVJU | FTXNG09AXVJU | 11 | 18 | 9 | No | N/A | 3 | 600 | 800 | 150 | 350 | 2025-01-01
211594219 | GOODMAN | RXNG18AXVJU | FTXNG18AXVJU | 10.5 | 18 | 8.5 | No | N/A | 2 | 500 | 700 | 100 | 300 | 2025-01-01
211594220 | GOODMAN | RXNG12AXVJU | FTXNG12AXVJU | 8.5 | 18 | 9 | No | N/A | 3 | 600 | 800 | 150 | 350 | 2025-01-01
10348392 | GOODMAN | MSH183J21MC | MSH183J21AX | 13 | 19.9 | 8.1 | Yes | No | 1 | 400 | 600 | 100 | 300 | 2025-01-01
215357653 | Grandaire | D5CMHAH18CAK |  | 13 | 20 | 10 | Yes | Both | 4 | 700 | 900 | 150 | 350 | 2025-01-01
215357656 | Grandaire | D5CMHAH24DAK |  | 13 | 20 | 9.5 | Yes | Both | 3 | 600 | 800 | 150 | 350 | 2025-01-01
215357662 | Grandaire | D5CMHAH30EAK |  | 12.5 | 19.5 | 10.5 | Yes | Both | 4 | 700 | 900 | 150 | 350 | 2025-01-01
215357665 | Grandaire | D5CMHAH36EAK |  | 12 | 19.5 | 10.5 | Yes | Both | 4 | 700 | 900 | 150 | 350 | 2025-01-01
215357668 | Grandaire | D5CMHAH48FAK |  | 11.7 | 20.5 | 11 | Yes | Both | 4 | 700 | 900 | 150 | 350 | 2025-01-01
215357671 | Grandaire | D5CMHAH55FAK |  | 11.7 | 20.2 | 10.7 | Yes | Both | 4 | 700 | 900 | 150 | 350 | 2025-01-01
215357674 | Grandaire | D5CMRAH18CAK |  | 12 | 20 | 10 | Yes | Both | 4 | 700 | 900 | 150 | 350 | 2025-01-01
215357677 | Grandaire | D5CMRAH24DAK |  | 12.5 | 21 | 9.5 | Yes | Both | 3 | 600 | 800 | 150 | 350 | 2025-01-01
215357683 | Grandaire | D5CMRAH30EAK |  | 12 | 21 | 9.5 | Yes | Both | 3 | 600 | 800 | 150 | 350 | 2025-01-01
215357686 | Grandaire | D5CMRAH36EAK |  | 11.7 | 20 | 9.2 | Yes | Both | 3 | 600 | 800 | 150 | 350 | 2025-01-01
215357689 | Grandaire | D5CMRAH48FAK |  | 12 | 20.5 | 10.6 | Yes | Both | 4 | 700 | 900 | 150 | 350 | 2025-01-01
215357692 | Grandaire | D5CMRAH55FAK |  | 10 | 18 | 9.3 | No | N/A | 3 | 600 | 800 | 150 | 350 | 2025-01-01
216765647 | Grandaire | D5CMTAH18CAK |  | 11.7 | 18.5 | 9.2 | Yes | Both | 3 | 600 | 800 | 150 | 350 | 2025-01-01
216765648 | Grandaire | D5CMTAH27DAK |  | 10.5 | 18.5 | 8.5 | Yes | Yes | 2 | 500 | 700 | 100 | 300 | 2025-01-01
216765649 | Grandaire | D5CMTAH36EAK |  | 9.5 | 18.8 | 8.5 | Yes | Yes | 2 | 500 | 700 | 100 | 300 | 2025-01-01
216765650 | Grandaire | D5CMTAH48FAK |  | 10 | 18.7 | 9.5 | Yes | Yes | 3 | 600 | 800 | 150 | 350 | 2025-01-01
215357691 | Grandaire | D5CMRAH55FAK |  | 10 | 22 | 9.6 | No | N/A | 3 | 600 | 800 | 150 | 350 | 2025-01-01
215357685 | Grandaire | D5CMRAH36EAK |  | 12 | 24 | 9.5 | Yes | Both | 3 | 600 | 800 | 150 | 350 | 2025-01-01
215357688 | Grandaire | D5CMRAH48FAK |  | 12.5 | 24 | 10.4 | Yes | Both | 4 | 700 | 900 | 150 | 350 | 2025-01-01
215357676 | Grandaire | D5CMRAH24DAK |  | 13.5 | 25 | 9.5 | Yes | Both | 3 | 600 | 800 | 150 | 350 | 2025-01-01
215357682 | Grandaire | D5CMRAH30EAK |  | 13 | 25 | 10 | Yes | Both | 4 | 700 | 900 | 150 | 350 | 2025-01-01
215357670 | Grandaire | D5CMHAH55FAK |  | 12 | 22.3 | 10.5 | Yes | Both | 4 | 700 | 900 | 150 | 350 | 2025-01-01
215357673 | Grandaire | D5CMRAH18CAK |  | 14 | 25.2 | 9.8 | Yes | Both | 3 | 600 | 800 | 150 | 350 | 2025-01-01
215357664 | Grandaire | D5CMHAH36EAK |  | 13.1 | 23.1 | 10.7 | Yes | Both | 4 | 700 | 900 | 150 | 350 | 2025-01-01
215357667 | Grandaire | D5CMHAH48FAK |  | 12 | 23 | 11.3 | Yes | Both | 4 | 700 | 900 | 150 | 350 | 2025-01-01
215357655 | Grandaire | D5CMHAH24DAK |  | 13 | 24 | 10 | Yes | Both | 4 | 700 | 900 | 150 | 350 | 2025-01-01
215357661 | Grandaire | D5CMHAH30EAK |  | 13.2 | 24 | 10.7 | Yes | Both | 4 | 700 | 900 | 150 | 350 | 2025-01-01
215357652 | Grandaire | D5CMHAH18CAK |  | 15 | 25 | 10.5 | Yes | Both | 4 | 700 | 900 | 150 | 350 | 2025-01-01
215357663 | Grandaire | D5CMHAH30EAK |  | 12.85 | 21.75 | 10.6 | Yes | Both | 4 | 700 | 900 | 150 | 350 | 2025-01-01
215357657 | Grandaire | D5CMHAH24DAK |  | 13 | 22 | 9.75 | Yes | Both | 3 | 600 | 800 | 150 | 350 | 2025-01-01
215357654 | Grandaire | D5CMHAH18CAK |  | 14 | 22.5 | 10.25 | Yes | Both | 4 | 700 | 900 | 150 | 350 | 2025-01-01
215357666 | Grandaire | D5CMHAH36EAK |  | 12.55 | 21.3 | 10.6 | Yes | Both | 4 | 700 | 900 | 150 | 350 | 2025-01-01
215357672 | Grandaire | D5CMHAH55FAK |  | 11.85 | 21.25 | 10.6 | Yes | Both | 4 | 700 | 900 | 150 | 350 | 2025-01-01
215357669 | Grandaire | D5CMHAH48FAK |  | 11.85 | 21.75 | 11.15 | Yes | Both | 4 | 700 | 900 | 150 | 350 | 2025-01-01
215357675 | Grandaire | D5CMRAH18CAK |  | 13 | 22.6 | 9.9 | Yes | Both | 3 | 600 | 800 | 150 | 350 | 2025-01-01
215357678 | Grandaire | D5CMRAH24DAK |  | 13 | 23 | 9.5 | Yes | Both | 3 | 600 | 800 | 150 | 350 | 2025-01-01
215357690 | Grandaire | D5CMRAH48FAK |  | 12.25 | 22.5 | 10.5 | Yes | Both | 4 | 700 | 900 | 150 | 350 | 2025-01-01
215357687 | Grandaire | D5CMRAH36EAK |  | 11.85 | 22 | 9.35 | Yes | Both | 3 | 600 | 800 | 150 | 350 | 2025-01-01
215357684 | Grandaire | D5CMRAH30EAK |  | 12.5 | 23 | 9.75 | Yes | Both | 3 | 600 | 800 | 150 | 350 | 2025-01-01
215357693 | Grandaire | D5CMRAH55FAK |  | 10 | 20 | 9.45 | No | N/A | 3 | 600 | 800 | 150 | 350 | 2025-01-01
215413365 | Grandaire | D5CPRAH06AAK | D5FPHAH06XAK | 16.5 | 33.1 | 29 | Yes | Both | 4 | 700 | 900 | 150 | 350 | 2025-01-01
215413366 | Grandaire | D5CPRAH09AAK | D5FPHAH09XAK | 16 | 31.5 | 21 | Yes | Both | 4 | 700 | 900 | 150 | 350 | 2025-01-01
215413367 | Grandaire | D5CPRAH12AAK | D5FPHAH12XAK | 13.5 | 28 | 13.5 | Yes | Both | 4 | 700 | 900 | 150 | 350 | 2025-01-01
215413368 | Grandaire | D5CPRAH18AA | D5FPHAH18XAK | 14 | 24.5 | 15.2 | Yes | Both | 4 | 700 | 900 | 150 | 350 | 2025-01-01
215413369 | Grandaire | D5CSRAH30AAK | D5FSHAH30XAK | 12 | 20.5 | 9.5 | Yes | No | 3 | 600 | 800 | 150 | 350 | 2025-01-01
215413370 | Grandaire | D5CSRAH36AAK | D5FSHAH36XAK | 8.7 | 19 | 8.5 | No | N/A | 2 | 500 | 700 | 100 | 300 | 2025-01-01
215413371 | Grandaire | D5CERAH09AAJ | D5FEHAH09XCJ | 12.5 | 21.5 | 9.1 | Yes | Both | 3 | 600 | 800 | 150 | 350 | 2025-01-01
215413372 | Grandaire | D5CERAH12AAJ | D5FEHAH12XCJ | 10 | 21.4 | 8.7 | No | N/A | 2 | 500 | 700 | 100 | 300 | 2025-01-01
215413373 | Grandaire | D5CERAH09AAK | D5FEHAH09XCK | 12.6 | 21.7 | 9.4 | Yes | Both | 3 | 600 | 800 | 150 | 350 | 2025-01-01
215413374 | Grandaire | D5CERAH12AAK | D5FEHAH12XCK | 10.8 | 21.4 | 9.2 | No | N/A | 3 | 600 | 800 | 150 | 350 | 2025-01-01
215413375 | Grandaire | D5CERAH18AAK | D5FEHAH18XCK | 11.5 | 20.3 | 9.1 | No | N/A | 3 | 600 | 800 | 150 | 350 | 2025-01-01
215413376 | Grandaire | D5CERAH24AAK | D5FEHAH24XCK | 9.5 | 18.5 | 9 | No | N/A | 3 | 600 | 800 | 150 | 350 | 2025-01-01
215413377 | Grandaire | D5CERAH30AAK | D5FEHAH30XCK | 12 | 22.4 | 9 | Yes | No | 3 | 600 | 800 | 150 | 350 | 2025-01-01
215413378 | Grandaire | D5CERAH36AAK | D5FEHAH36XCK | 9.4 | 19.5 | 9.1 | No | N/A | 3 | 600 | 800 | 150 | 350 | 2025-01-01
215324905 | Grandaire | D5CSHAH06AAK | D5FSHAH06XAK | 18 | 25.7 | 14.8 | Yes | Both | 4 | 700 | 900 | 150 | 350 | 2025-01-01
215324906 | Grandaire | D5CSHAH06AAK | D5FSOAH06XAK | 15.2 | 22 | 12 | Yes | Both | 4 | 700 | 900 | 150 | 350 | 2025-01-01
215324907 | Grandaire | D5CSHAH06AAK | D5FSDAH06XAK | 14.5 | 21.5 | 13.8 | Yes | Both | 4 | 700 | 900 | 150 | 350 | 2025-01-01
215324908 | Grandaire | D5CSHAH09AAK | D5FSHAH09XAK | 15.5 | 27.5 | 12.5 | Yes | Both | 4 | 700 | 900 | 150 | 350 | 2025-01-01
215324909 | Grandaire | D5CSHAH09AAK | D5FSOAH12XAK | 14.7 | 24 | 12.2 | Yes | Both | 4 | 700 | 900 | 150 | 350 | 2025-01-01
215324910 | Grandaire | D5CSHAH09AAK | D5FSCAH12XAK | 14 | 22.7 | 12.2 | Yes | Both | 4 | 700 | 900 | 150 | 350 | 2025-01-01
215324911 | Grandaire | D5CSHAH09AAK | D5FSFAH09XAK | 15.2 | 27.3 | 10.9 | Yes | Both | 4 | 700 | 900 | 150 | 350 | 2025-01-01
215324912 | Grandaire | D5CSHAH09AAK | D5FSDAH12XAK | 13.5 | 21.5 | 12.5 | Yes | Both | 4 | 700 | 900 | 150 | 350 | 2025-01-01
215324913 | Grandaire | D5CSHAH09AAK | D5FSDAH12XHK | 14 | 20.6 | 13.8 | Yes | Both | 4 | 700 | 900 | 150 | 350 | 2025-01-01
215324914 | Grandaire | D5CSHAH12AAK | D5FSHAH12XAK | 13.5 | 25.5 | 10.5 | Yes | Both | 4 | 700 | 900 | 150 | 350 | 2025-01-01
215324915 | Grandaire | D5CSHAH12AAK | D5FSOAH12XAK | 13 | 23 | 10.2 | Yes | Both | 4 | 700 | 900 | 150 | 350 | 2025-01-01
215324916 | Grandaire | D5CSHAH12AAK | D5FSCAH12XAK | 12.7 | 22.3 | 11.6 | Yes | Both | 4 | 700 | 900 | 150 | 350 | 2025-01-01
215324917 | Grandaire | D5CSHAH12AAK | D5FSFAH12XAK | 12.7 | 25 | 10.6 | Yes | Both | 4 | 700 | 900 | 150 | 350 | 2025-01-01
215324918 | Grandaire | D5CSHAH12AAK | D5FSDAH12XAK | 12 | 20 | 10.2 | Yes | Both | 4 | 700 | 900 | 150 | 350 | 2025-01-01
215324919 | Grandaire | D5CSHAH12AAK | D5FSDAH12XHK | 12 | 20.2 | 10.6 | Yes | Both | 4 | 700 | 900 | 150 | 350 | 2025-01-01
215324920 | Grandaire | D5CSHAH18AAK | D5FSHAH18XAK | 12.5 | 21.5 | 11 | Yes | Both | 4 | 700 | 900 | 150 | 350 | 2025-01-01
215324921 | Grandaire | D5CSHAH18AAK | D5FSOAH18XAK | 12.5 | 20.7 | 12.2 | Yes | Both | 4 | 700 | 900 | 150 | 350 | 2025-01-01
215324922 | Grandaire | D5CSHAH18AAK | D5FSCAH18XAK | 12.5 | 20 | 12.4 | Yes | Both | 4 | 700 | 900 | 150 | 350 | 2025-01-01
215324923 | Grandaire | D5CSHAH18AAK | D5FSFAH16XAK | 12.5 | 20.2 | 10.3 | Yes | Both | 4 | 700 | 900 | 150 | 350 | 2025-01-01
215324924 | Grandaire | D5CSHAH18AAK | D5FCFAH18XAK | 12.6 | 20.5 | 10.3 | Yes | Both | 4 | 700 | 900 | 150 | 350 | 2025-01-01
215324925 | Grandaire | D5CSHAH18AAK | D5FSDAH18XAK | 12 | 18 | 10.8 | Yes | Both | 4 | 700 | 900 | 150 | 350 | 2025-01-01
215324926 | Grandaire | D5CSHAH18AAK | D5FSDAH18XHK | 12.1 | 18.5 | 11.1 | Yes | Both | 4 | 700 | 900 | 150 | 350 | 2025-01-01
215324927 | Grandaire | D5CSHAH24AAK | D5FSHAH24XAK | 13 | 21.2 | 13.5 | Yes | Both | 4 | 700 | 900 | 150 | 350 | 2025-01-01
215324928 | Grandaire | D5CSHAH24AAK | D5FSCAH24XAK | 12 | 20.8 | 11.6 | Yes | Both | 4 | 700 | 900 | 150 | 350 | 2025-01-01
215324929 | Grandaire | D5CSHAH24AAK | D5FCFAH24XAK | 12 | 20.5 | 12.1 | Yes | Both | 4 | 700 | 900 | 150 | 350 | 2025-01-01
215324930 | Grandaire | D5CSHAH24AAK | D5FSDAH24XHK | 12 | 19.2 | 11.7 | Yes | Both | 4 | 700 | 900 | 150 | 350 | 2025-01-01
215324931 | Grandaire | D5CSHAH33AAK | D5FSHAH33XAK | 12 | 19.6 | 10.5 | Yes | Both | 4 | 700 | 900 | 150 | 350 | 2025-01-01
215324932 | Grandaire | D5CSRAH12AAJ | D5FSHAH12XAJ | 13 | 23.5 | 9.5 | Yes | No | 3 | 600 | 800 | 150 | 350 | 2025-01-01
215324933 | Grandaire | D5CSRAH09AAK | D5FSHAH09XAK | 14.9 | 26 | 12.5 | Yes | Both | 4 | 700 | 900 | 150 | 350 | 2025-01-01
215324934 | Grandaire | D5CSRAH09AAK | D5FSOAH12XAK | 14.4 | 22.2 | 11.8 | Yes | Both | 4 | 700 | 900 | 150 | 350 | 2025-01-01
215324935 | Grandaire | D5CSRAH09AAK | D5FSCAH12XAK | 14.3 | 21.7 | 11.3 | Yes | Both | 4 | 700 | 900 | 150 | 350 | 2025-01-01
215324936 | Grandaire | D5CSRAH09AAK | D5FSFAH09XAK | 16.3 | 26 | 13.9 | Yes | Both | 4 | 700 | 900 | 150 | 350 | 2025-01-01
215324937 | Grandaire | D5CSRAH09AAK | D5FSDAH12XAK | 12.8 | 19.6 | 11 | Yes | Both | 4 | 700 | 900 | 150 | 350 | 2025-01-01
215324938 | Grandaire | D5CSRAH09AAK | D5FSDAH12XHK | 13 | 19.8 | 11.5 | Yes | Both | 4 | 700 | 900 | 150 | 350 | 2025-01-01
215324939 | Grandaire | D5CSRAH12AAK | D5FSHAH12XAK | 13.1 | 25.5 | 10.7 | Yes | Both | 4 | 700 | 900 | 150 | 350 | 2025-01-01
215324940 | Grandaire | D5CSRAH12AAK | D5FSOAH12XAK | 12.3 | 22.2 | 10.1 | Yes | Both | 4 | 700 | 900 | 150 | 350 | 2025-01-01
215324941 | Grandaire | D5CSRAH12AAK | D5FSCAH12XAK | 12.5 | 21.2 | 10.4 | Yes | Both | 4 | 700 | 900 | 150 | 350 | 2025-01-01
215324942 | Grandaire | D5CSRAH12AAK | D5FSFAH12XAK | 12.7 | 24.7 | 11 | Yes | Both | 4 | 700 | 900 | 150 | 350 | 2025-01-01
215324943 | Grandaire | D5CSRAH12AAK | D5FSDAH12XAK | 11.7 | 19 | 10.3 | Yes | Both | 4 | 700 | 900 | 150 | 350 | 2025-01-01
215324944 | Grandaire | D5CSRAH12AAK | D5FSDAH12XHK | 12 | 19.5 | 10.5 | Yes | Both | 4 | 700 | 900 | 150 | 350 | 2025-01-01
215324945 | Grandaire | D5CSRAH18AAK | D5FSHAH18XAK | 12.8 | 23.5 | 10.8 | Yes | Both | 4 | 700 | 900 | 150 | 350 | 2025-01-01
215324946 | Grandaire | D5CSRAH18AAK | D5FSOAH18XAK | 12.5 | 22.3 | 12.2 | Yes | Both | 4 | 700 | 900 | 150 | 350 | 2025-01-01
215324947 | Grandaire | D5CSRAH18AAK | D5FSCAH18XAK | 12.5 | 20.8 | 11.4 | Yes | Both | 4 | 700 | 900 | 150 | 350 | 2025-01-01
215324948 | Grandaire | D5CSRAH18AAK | D5FSFAH16XAK | 12.5 | 23.9 | 13.5 | Yes | Both | 4 | 700 | 900 | 150 | 350 | 2025-01-01
215324949 | Grandaire | D5CSRAH18AAK | D5FCFAH18XAK | 12.5 | 22.4 | 10.4 | Yes | Both | 4 | 700 | 900 | 150 | 350 | 2025-01-01
215324950 | Grandaire | D5CSRAH18AAK | D5FSDAH18XAK | 12.5 | 20 | 10.6 | Yes | Both | 4 | 700 | 900 | 150 | 350 | 2025-01-01
215324951 | Grandaire | D5CSRAH18AAK | D5FSDAH18XHK | 13.3 | 20 | 11.4 | Yes | Both | 4 | 700 | 900 | 150 | 350 | 2025-01-01
215324952 | Grandaire | D5CSRAH24AAK | D5FPHAH18XAK | 14 | 23.1 | 11.7 | Yes | Both | 4 | 700 | 900 | 150 | 350 | 2025-01-01
215324953 | Grandaire | D5CSRAH24AAK | D5FSCAH24XAK | 12 | 22.1 | 10.5 | Yes | Both | 4 | 700 | 900 | 150 | 350 | 2025-01-01
215324954 | Grandaire | D5CSRAH24AAK | D5FCFAH24XAK | 12.2 | 21.2 | 11.1 | Yes | Both | 4 | 700 | 900 | 150 | 350 | 2025-01-01
215324955 | Grandaire | D5CSRAH24AAK | D5FSDAH24XHK | 12.5 | 19 | 11 | Yes | Both | 4 | 700 | 900 | 150 | 350 | 2025-01-01
215324956 | Grandaire | D5CVRAH09AAJ | D5FVHAH09XAJ | 10.1 | 18 | 9 | No | N/A | 3 | 600 | 800 | 150 | 350 | 2025-01-01
215324957 | Grandaire | D5CVRAH12AAJ | D5FVHAH12XAJ | 8.8 | 19 | 9.2 | No | N/A | 3 | 600 | 800 | 150 | 350 | 2025-01-01
215324958 | Grandaire | D5CVRAH09AAK | D5FVHAH09XAK | 10.9 | 19 | 9.7 | Yes | Yes | 3 | 600 | 800 | 150 | 350 | 2025-01-01
215324959 | Grandaire | D5CVRAH12AAK | D5FVHAH12XAK | 8.8 | 18 | 8.8 | No | N/A | 2 | 500 | 700 | 100 | 300 | 2025-01-01
215324960 | Grandaire | D5CVRAH18AAK | D5FVHAH18XAK | 9.9 | 18.3 | 8.7 | No | N/A | 2 | 500 | 700 | 100 | 300 | 2025-01-01
215324961 | Grandaire | D5CVRAH24AAK | D5FVHAH24XAK | 9 | 17 | 8.5 | Yes | Yes | 2 | 500 | 700 | 100 | 300 | 2025-01-01
215324962 | Grandaire | D5CLHAH36AAK | D5FLCAH36XAK | 12 | 21.3 | 10.6 | Yes | Both | 4 | 700 | 900 | 150 | 350 | 2025-01-01
215324963 | Grandaire | D5CLHAH36AAK | D5FCFAH36XAK | 12 | 20.2 | 10.8 | Yes | Both | 4 | 700 | 900 | 150 | 350 | 2025-01-01
215324964 | Grandaire | D5CLHAH36AAK | D5FLDAH36XHK | 12 | 17.8 | 11.1 | Yes | Both | 4 | 700 | 900 | 150 | 350 | 2025-01-01
215324965 | Grandaire | D5CLHAH48AAK | D5FLCAH48XAK | 10 | 18.2 | 11 | Yes | Yes | 4 | 700 | 900 | 150 | 350 | 2025-01-01
215333833 | Grandaire | D5CVRAH09AAJ | D5FVHAH09XCJ | 10.1 | 18 | 9 | No | N/A | 3 | 600 | 800 | 150 | 350 | 2025-01-01
215333834 | Grandaire | D5CVRAH12AAJ | D5FVHAH12XCJ | 8.8 | 19 | 9.2 | No | N/A | 3 | 600 | 800 | 150 | 350 | 2025-01-01
215333835 | Grandaire | D5CVRAH09AAK | D5FVHAH09XCK | 10.9 | 19 | 9.7 | Yes | Yes | 3 | 600 | 800 | 150 | 350 | 2025-01-01
215333836 | Grandaire | D5CVRAH12AAK | D5FVHAH12XCK | 8.8 | 18 | 8.8 | No | N/A | 2 | 500 | 700 | 100 | 300 | 2025-01-01
215333837 | Grandaire | D5CVRAH18AAK | D5FVHAH18XCK | 9.9 | 18.3 | 8.7 | No | N/A | 2 | 500 | 700 | 100 | 300 | 2025-01-01
215333838 | Grandaire | D5CVRAH24AAK | D5FVHAH24XCK | 9 | 17 | 8.5 | Yes | Yes | 2 | 500 | 700 | 100 | 300 | 2025-01-01
215324966 | Grandaire | D5CLHAH48AAK | D5FCFAH48XAK | 9.4 | 18.7 | 10.1 | Yes | Yes | 4 | 700 | 900 | 150 | 350 | 2025-01-01
215324967 | Grandaire | D5CLHAH48AAK | D5FLDAH48XHK | 10.4 | 16.8 | 10.8 | Yes | Yes | 4 | 700 | 900 | 150 | 350 | 2025-01-01
215324968 | Grandaire | D5CLHAH58AAK | D5FCFAH58XAK | 9 | 18.1 | 10.7 | Yes | Yes | 4 | 700 | 900 | 150 | 350 | 2025-01-01
215324969 | Grandaire | D5CLHAH58AAK | D5FLDAH58XHK | 10.2 | 15.9 | 10.4 | Yes | Yes | 2 | 500 | 700 | 100 | 300 | 2025-01-01
215324970 | Grandaire | D5CLRAH36AAK | D5FLCAH36XAK | 9.7 | 20 | 10.4 | Yes | Yes | 4 | 700 | 900 | 150 | 350 | 2025-01-01
215324971 | Grandaire | D5CLRAH36AAK | D5FCFAH36XAK | 10.2 | 20 | 10 | No | N/A | 4 | 700 | 900 | 150 | 350 | 2025-01-01
215324972 | Grandaire | D5CLRAH36AAK | D5FLDAH36XHK | 10.2 | 18.8 | 10.2 | No | N/A | 4 | 700 | 900 | 150 | 350 | 2025-01-01
215324973 | Grandaire | D5CLRAH48AAK | D5FLCAH48XAK | 9.5 | 19.1 | 9.9 | Yes | Yes | 3 | 600 | 800 | 150 | 350 | 2025-01-01
215324974 | Grandaire | D5CLRAH48AAK | D5FCFAH48XAK | 9.5 | 19.9 | 10.2 | Yes | Yes | 4 | 700 | 900 | 150 | 350 | 2025-01-01
215324975 | Grandaire | D5CLRAH48AAK | D5FLDAH48XHK | 10 | 17.2 | 9.8 | Yes | Yes | 3 | 600 | 800 | 150 | 350 | 2025-01-01
215324976 | Grandaire | D5CLRAH58AAK | D5FCFAH58XAK | 9.6 | 19.5 | 9.5 | No | N/A | 3 | 600 | 800 | 150 | 350 | 2025-01-01
215324977 | Grandaire | D5CLRAH58AAK | D5FLDAH58XHK | 10 | 17 | 9.8 | No | N/A | 3 | 600 | 800 | 150 | 350 | 2025-01-01
211698444 | GREE | GMV-V60WL/C-T(U) |  | 9 | 17 | 8.3 | Yes | Yes | 1 | 400 | 600 | 100 | 300 | 2025-01-01
211698445 | GREE | GMV-V48WL/C-T(U) |  | 10.5 | 17.1 | 8.55 | Yes | Yes | 2 | 500 | 700 | 100 | 300 | 2025-01-01
211698446 | GREE | GMV-V36WL/C-T(U) |  | 11.5 | 18.5 | 8.7 | Yes | Yes | 2 | 500 | 700 | 100 | 300 | 2025-01-01
214931591 | GREE | GWHD(18)ND6MO |  | 11.7 | 18 | 8.1 | Yes | Both | 1 | 400 | 600 | 100 | 300 | 2025-01-01
214931593 | GREE | GWHD(24)ND6MO |  | 12 | 18 | 8.1 | Yes | Both | 1 | 400 | 600 | 100 | 300 | 2025-01-01
214931594 | GREE | GWHD(30)ND6MO |  | 12 | 18 | 8.1 | Yes | Both | 1 | 400 | 600 | 100 | 300 | 2025-01-01
214931595 | GREE | GWHD(36)ND6MO |  | 11.7 | 18 | 8.1 | Yes | Both | 1 | 400 | 600 | 100 | 300 | 2025-01-01
214931596 | GREE | GWHD(42)ND6MO |  | 12 | 18 | 8.1 | Yes | Both | 1 | 400 | 600 | 100 | 300 | 2025-01-01
215218918 | GREE | MUL18HP230V1R32AO |  | 11.7 | 18 | 8.1 | Yes | Both | 1 | 400 | 600 | 100 | 300 | 2025-01-01
215218919 | GREE | MUL24HP230V1R32AO |  | 12 | 18 | 8.1 | Yes | Both | 1 | 400 | 600 | 100 | 300 | 2025-01-01
215218920 | GREE | MUL30HP230V1R32AO |  | 12 | 18 | 8.1 | Yes | Both | 1 | 400 | 600 | 100 | 300 | 2025-01-01
215218921 | GREE | MUL36HP230V1R32AO |  | 11.7 | 18 | 8.1 | Yes | Both | 1 | 400 | 600 | 100 | 300 | 2025-01-01
215218922 | GREE | MUL42HP230V1R32AO |  | 12 | 18 | 8.1 | Yes | Both | 1 | 400 | 600 | 100 | 300 | 2025-01-01
216573052 | GREE | GWHD(48)ND6MO |  | 11.7 | 18 | 8.1 | Yes | Both | 1 | 400 | 600 | 100 | 300 | 2025-01-01
206335356 | GREE | GMV-36WL/C-T(U) |  | 10.6 | 18 | 8.2 | No | N/A | 1 | 400 | 600 | 100 | 300 | 2025-01-01
206335357 | GREE | GMV-48WL/C-T(U) |  | 8.8 | 16 | 8.5 | No | N/A | 2 | 500 | 700 | 100 | 300 | 2025-01-01
206335358 | GREE | GMV-60WL/C-T(U) |  | 9.5 | 18 | 8.5 | No | N/A | 2 | 500 | 700 | 100 | 300 | 2025-01-01
216772305 | GREE | GMV-V60WL/NHC-T(U) |  | 9.5 | 17.5 | 8.7 | Yes | Yes | 2 | 500 | 700 | 100 | 300 | 2025-01-01
217101785 | GREE | MUL48HP230V1R32AO |  | 11.7 | 18 | 8.1 | Yes | Both | 1 | 400 | 600 | 100 | 300 | 2025-01-01
217123424 | GREE | GMV-V36WL/NHC-T(U) |  | 12.5 | 18 | 9.1 | Yes | Yes | 3 | 600 | 800 | 150 | 350 | 2025-01-01
217123425 | GREE | GMV-V48WL/NHC-T(U) |  | 11.7 | 18 | 8.8 | Yes | Yes | 2 | 500 | 700 | 100 | 300 | 2025-01-01
217123443 | GREE | GMV-V36WL/NHC-T(U) |  | 14.5 | 23.5 | 9.8 | Yes | Yes | 3 | 600 | 800 | 150 | 350 | 2025-01-01
217123444 | GREE | GMV-V48WL/NHC-T(U) |  | 13.5 | 23.5 | 9 | Yes | Yes | 3 | 600 | 800 | 150 | 350 | 2025-01-01
217101784 | GREE | MUL48HP230V1R32AO |  | 12 | 21 | 10 | Yes | Both | 4 | 700 | 900 | 150 | 350 | 2025-01-01
208786087 | GREE | GWHD(36)ND3MO |  | 12 | 21 | 10 | Yes | No | 4 | 700 | 900 | 150 | 350 | 2025-01-01
208786088 | GREE | GWHD(42)ND3MO |  | 12 | 21 | 10 | Yes | No | 4 | 700 | 900 | 150 | 350 | 2025-01-01
208786089 | GREE | GWHD(18)ND3MO |  | 12 | 21 | 10 | Yes | Both | 4 | 700 | 900 | 150 | 350 | 2025-01-01
208786090 | GREE | GWHD(24)ND3MO |  | 12.5 | 21 | 10 | Yes | No | 4 | 700 | 900 | 150 | 350 | 2025-01-01
208786091 | GREE | GWHD(30)ND3MO |  | 12.5 | 21 | 10 | Yes | No | 4 | 700 | 900 | 150 | 350 | 2025-01-01
216772249 | GREE | GMV-V60WL/NHC-T(U) |  | 10.5 | 22.5 | 9.2 | Yes | Yes | 3 | 600 | 800 | 150 | 350 | 2025-01-01
206335353 | GREE | GMV-36WL/C-T(U) |  | 11.5 | 22 | 9.8 | No | N/A | 3 | 600 | 800 | 150 | 350 | 2025-01-01
206335354 | GREE | GMV-48WL/C-T(U) |  | 10.5 | 22 | 9.8 | No | N/A | 3 | 600 | 800 | 150 | 350 | 2025-01-01
206335355 | GREE | GMV-60WL/C-T(U) |  | 10.5 | 20 | 9.8 | No | N/A | 3 | 600 | 800 | 150 | 350 | 2025-01-01
205959992 | GREE | GWHD(36)ND3LO |  | 9 | 16 | 8.6 | Yes | Yes | 2 | 500 | 700 | 100 | 300 | 2025-01-01
205959993 | GREE | GWHD(42)ND3LO |  | 9 | 16 | 8.6 | Yes | Yes | 2 | 500 | 700 | 100 | 300 | 2025-01-01
204344210 | GREE | GMV-24WL/C-T(U) |  | 10.5 | 18 | 8.5 | No | N/A | 2 | 500 | 700 | 100 | 300 | 2025-01-01
204288780 | GREE | MULTIU36HP230V1DO |  | 9 | 16 | 8.6 | Yes | Yes | 2 | 500 | 700 | 100 | 300 | 2025-01-01
204288781 | GREE | MULTIU42HP230V1DO |  | 9 | 16 | 8.6 | Yes | Yes | 2 | 500 | 700 | 100 | 300 | 2025-01-01
203989085 | GREE | MULTIU18HP230V1DO |  | 12 | 20 | 10 | Yes | Yes | 4 | 700 | 900 | 150 | 350 | 2025-01-01
203989086 | GREE | MULTIU24HP230V1DO |  | 12 | 20 | 10 | Yes | Yes | 4 | 700 | 900 | 150 | 350 | 2025-01-01
202557960 | GREE | GWHD(18)ND3JO |  | 12 | 20 | 10 | Yes | Yes | 4 | 700 | 900 | 150 | 350 | 2025-01-01
202557961 | GREE | GWHD(24)ND3JO |  | 12 | 20 | 10 | Yes | Yes | 4 | 700 | 900 | 150 | 350 | 2025-01-01
202557962 | GREE | GWHD(36)ND3JO |  | 9 | 16 | 8.6 | Yes | Yes | 2 | 500 | 700 | 100 | 300 | 2025-01-01
202557963 | GREE | GWHD(42)ND3JO |  | 9 | 16 | 8.6 | Yes | Yes | 2 | 500 | 700 | 100 | 300 | 2025-01-01
9958975 | GREE | MULTI18HP230V1CO |  | 12.5 | 21 | 9 | Yes | No | 3 | 600 | 800 | 150 | 350 | 2025-01-01
9956415 | GREE | MULTI24HP230V1CO |  | 11.8 | 21 | 9 | Yes | No | 3 | 600 | 800 | 150 | 350 | 2025-01-01
9956416 | GREE | MULTI30HP230V1CO |  | 11.8 | 20 | 8.6 | Yes | No | 2 | 500 | 700 | 100 | 300 | 2025-01-01
9956417 | GREE | MULTI36HP230V1CO |  | 11.8 | 21 | 8.6 | Yes | No | 2 | 500 | 700 | 100 | 300 | 2025-01-01
9956418 | GREE | MULTI42HP230V1CO |  | 10.4 | 21 | 8.6 | No | N/A | 2 | 500 | 700 | 100 | 300 | 2025-01-01
9084224 | GREE | GWHD(18)ND3GO |  | 12.5 | 21 | 9 | Yes | No | 3 | 600 | 800 | 150 | 350 | 2025-01-01
9084225 | GREE | GWHD(24)ND3GO |  | 11.8 | 21 | 9 | Yes | No | 3 | 600 | 800 | 150 | 350 | 2025-01-01
9084226 | GREE | GWHD(30)ND3GO |  | 11.8 | 20 | 8.6 | Yes | No | 2 | 500 | 700 | 100 | 300 | 2025-01-01
9084227 | GREE | GWHD(36)ND3GO |  | 11.8 | 21 | 8.6 | Yes | No | 2 | 500 | 700 | 100 | 300 | 2025-01-01
216573051 | GREE | GWHD(48)ND6MO |  | 12 | 21 | 10 | Yes | Both | 4 | 700 | 900 | 150 | 350 | 2025-01-01
7017642 | GREE | GWHD(42)ND3EO |  | 10.4 | 21 | 8.6 | No | N/A | 2 | 500 | 700 | 100 | 300 | 2025-01-01
215218913 | GREE | MUL18HP230V1R32AO |  | 12 | 21 | 10 | Yes | Both | 4 | 700 | 900 | 150 | 350 | 2025-01-01
215218914 | GREE | MUL24HP230V1R32AO |  | 13.3 | 21 | 10 | Yes | Both | 4 | 700 | 900 | 150 | 350 | 2025-01-01
215218915 | GREE | MUL30HP230V1R32AO |  | 13.6 | 21 | 10 | Yes | Both | 4 | 700 | 900 | 150 | 350 | 2025-01-01
215218916 | GREE | MUL36HP230V1R32AO |  | 12 | 21 | 10 | Yes | Both | 4 | 700 | 900 | 150 | 350 | 2025-01-01
215218917 | GREE | MUL42HP230V1R32AO |  | 13 | 21 | 10 | Yes | Both | 4 | 700 | 900 | 150 | 350 | 2025-01-01
214931586 | GREE | GWHD(18)ND6MO |  | 12 | 21 | 10 | Yes | Both | 4 | 700 | 900 | 150 | 350 | 2025-01-01
214931587 | GREE | GWHD(24)ND6MO |  | 13.3 | 21 | 10 | Yes | Both | 4 | 700 | 900 | 150 | 350 | 2025-01-01
214931588 | GREE | GWHD(30)ND6MO |  | 13.6 | 21 | 10 | Yes | Both | 4 | 700 | 900 | 150 | 350 | 2025-01-01
214931589 | GREE | GWHD(36)ND6MO |  | 12 | 21 | 10 | Yes | Both | 4 | 700 | 900 | 150 | 350 | 2025-01-01
214931590 | GREE | GWHD(42)ND6MO |  | 13 | 21 | 10 | Yes | Both | 4 | 700 | 900 | 150 | 350 | 2025-01-01
204344211 | GREE | GMV-28WL/C-T(U) |  | 10.5 | 18 | 8.5 | No | N/A | 2 | 500 | 700 | 100 | 300 | 2025-01-01
211694660 | GREE | GMV-V60WL/C-T(U) |  | 11 | 21 | 9.2 | Yes | Yes | 3 | 600 | 800 | 150 | 350 | 2025-01-01
211752944 | GREE | GWHD(18)ND3PO |  | 12 | 21 | 10 | Yes | Both | 4 | 700 | 900 | 150 | 350 | 2025-01-01
211698447 | GREE | GMV-V48WL/C-T(U) |  | 11.5 | 22 | 9.2 | Yes | Yes | 3 | 600 | 800 | 150 | 350 | 2025-01-01
211698448 | GREE | GMV-V36WL/C-T(U) |  | 13 | 23 | 9 | Yes | Yes | 3 | 600 | 800 | 150 | 350 | 2025-01-01
210485362 | GREE | GWHD(18)ND3NO |  | 12 | 19 | 10 | Yes | No | 4 | 700 | 900 | 150 | 350 | 2025-01-01
210485363 | GREE | GWHD(24)ND3NO |  | 12.5 | 19 | 10 | Yes | No | 4 | 700 | 900 | 150 | 350 | 2025-01-01
210485364 | GREE | GWHD(30)ND3NO |  | 12.5 | 19 | 10 | Yes | No | 4 | 700 | 900 | 150 | 350 | 2025-01-01
210485365 | GREE | GWHD(36)ND3NO |  | 12 | 19 | 10 | Yes | No | 4 | 700 | 900 | 150 | 350 | 2025-01-01
210485366 | GREE | GWHD(42)ND3NO |  | 12 | 19 | 10 | Yes | No | 4 | 700 | 900 | 150 | 350 | 2025-01-01
210278981 | GREE | MULTI42HP230V1EO |  | 12 | 21 | 10 | Yes | No | 4 | 700 | 900 | 150 | 350 | 2025-01-01
210278979 | GREE | MULTI36HP230V1EO |  | 12 | 21 | 10 | Yes | No | 4 | 700 | 900 | 150 | 350 | 2025-01-01
210278977 | GREE | MULTI30HP230V1EO |  | 12.5 | 21 | 10 | Yes | No | 4 | 700 | 900 | 150 | 350 | 2025-01-01
210278975 | GREE | MULTI24HP230V1EO |  | 12.5 | 21 | 10 | Yes | No | 4 | 700 | 900 | 150 | 350 | 2025-01-01
210278973 | GREE | MULTI18HP230V1EO |  | 12 | 21 | 10 | Yes | Both | 4 | 700 | 900 | 150 | 350 | 2025-01-01
210278983 | GREE | MULTI18HP230V1EO |  | 11.5 | 18.5 | 9 | No | N/A | 3 | 600 | 800 | 150 | 350 | 2025-01-01
210278984 | GREE | MULTI24HP230V1EO |  | 11.75 | 18.5 | 9 | No | N/A | 3 | 600 | 800 | 150 | 350 | 2025-01-01
210278985 | GREE | MULTI30HP230V1EO |  | 11.75 | 18.5 | 9 | No | N/A | 3 | 600 | 800 | 150 | 350 | 2025-01-01
210278986 | GREE | MULTI36HP230V1EO |  | 11.5 | 18.5 | 9 | No | N/A | 3 | 600 | 800 | 150 | 350 | 2025-01-01
210278987 | GREE | MULTI42HP230V1EO |  | 11.5 | 18.5 | 9 | No | N/A | 3 | 600 | 800 | 150 | 350 | 2025-01-01
210485372 | GREE | GWHD(18)ND3NO |  | 11.5 | 18.5 | 9 | No | N/A | 3 | 600 | 800 | 150 | 350 | 2025-01-01
210485373 | GREE | GWHD(24)ND3NO |  | 11.75 | 18.5 | 9 | No | N/A | 3 | 600 | 800 | 150 | 350 | 2025-01-01
210485374 | GREE | GWHD(30)ND3NO |  | 11.75 | 18.5 | 9 | No | N/A | 3 | 600 | 800 | 150 | 350 | 2025-01-01
210485375 | GREE | GWHD(36)ND3NO |  | 11.5 | 18.5 | 9 | No | N/A | 3 | 600 | 800 | 150 | 350 | 2025-01-01
210485376 | GREE | GWHD(42)ND3NO |  | 11.5 | 18.5 | 9 | No | N/A | 3 | 600 | 800 | 150 | 350 | 2025-01-01
211752945 | GREE | GWHD(18)ND3PO |  | 12 | 21 | 9 | Yes | Both | 3 | 600 | 800 | 150 | 350 | 2025-01-01
214931592 | GREE | GWHD(18)ND6MO |  | 11.8 | 19 | 9 | Yes | Both | 3 | 600 | 800 | 150 | 350 | 2025-01-01
214931597 | GREE | GWHD(24)ND6MO |  | 12.2 | 19 | 9 | Yes | Both | 3 | 600 | 800 | 150 | 350 | 2025-01-01
214931598 | GREE | GWHD(30)ND6MO |  | 12.2 | 19 | 9 | Yes | Both | 3 | 600 | 800 | 150 | 350 | 2025-01-01
214931599 | GREE | GWHD(36)ND6MO |  | 11.8 | 19 | 9 | Yes | Both | 3 | 600 | 800 | 150 | 350 | 2025-01-01
214931600 | GREE | GWHD(42)ND6MO |  | 12.2 | 19 | 9 | Yes | Both | 3 | 600 | 800 | 150 | 350 | 2025-01-01
215218923 | GREE | MUL18HP230V1R32AO |  | 11.8 | 19 | 9 | Yes | Both | 3 | 600 | 800 | 150 | 350 | 2025-01-01
215218924 | GREE | MUL24HP230V1R32AO |  | 12.2 | 19 | 9 | Yes | Both | 3 | 600 | 800 | 150 | 350 | 2025-01-01
215218925 | GREE | MUL30HP230V1R32AO |  | 12.2 | 19 | 9 | Yes | Both | 3 | 600 | 800 | 150 | 350 | 2025-01-01
215218926 | GREE | MUL36HP230V1R32AO |  | 11.8 | 19 | 9 | Yes | Both | 3 | 600 | 800 | 150 | 350 | 2025-01-01
215218927 | GREE | MUL42HP230V1R32AO |  | 12.2 | 19 | 9 | Yes | Both | 3 | 600 | 800 | 150 | 350 | 2025-01-01
216573053 | GREE | GWHD(48)ND6MO |  | 11.8 | 19 | 9 | Yes | Both | 3 | 600 | 800 | 150 | 350 | 2025-01-01
213927639 | GREE | GMV-V48WL/C-T(U) |  | 11 | 19.55 | 8.88 | No | N/A | 2 | 500 | 700 | 100 | 300 | 2025-01-01
213927640 | GREE | GMV-V60WL/C-T(U) |  | 10 | 19 | 8.75 | No | N/A | 2 | 500 | 700 | 100 | 300 | 2025-01-01
213927641 | GREE | GMV-V36WL/C-T(U) |  | 12.25 | 20.75 | 8.85 | No | N/A | 2 | 500 | 700 | 100 | 300 | 2025-01-01
204664392 | GREE | GWHD(24)ND3JO |  | 10.5 | 18 | 8.6 | No | N/A | 2 | 500 | 700 | 100 | 300 | 2025-01-01
204664395 | GREE | MULTIU18HP230V1DO |  | 10.5 | 18 | 8.6 | No | N/A | 2 | 500 | 700 | 100 | 300 | 2025-01-01
204664396 | GREE | MULTIU24HP230V1DO |  | 10.5 | 18 | 8.6 | No | N/A | 2 | 500 | 700 | 100 | 300 | 2025-01-01
208786097 | GREE | GWHD(18)ND3MO |  | 11.5 | 18.5 | 9 | Yes | Both | 3 | 600 | 800 | 150 | 350 | 2025-01-01
208786098 | GREE | GWHD(24)ND3MO |  | 11.75 | 18.5 | 9 | Yes | Both | 3 | 600 | 800 | 150 | 350 | 2025-01-01
208786099 | GREE | GWHD(30)ND3MO |  | 11.75 | 18.5 | 9 | Yes | Both | 3 | 600 | 800 | 150 | 350 | 2025-01-01
208786100 | GREE | GWHD(36)ND3MO |  | 11.5 | 18.5 | 9 | Yes | Both | 3 | 600 | 800 | 150 | 350 | 2025-01-01
208786101 | GREE | GWHD(42)ND3MO |  | 11.5 | 18.5 | 9 | Yes | Both | 3 | 600 | 800 | 150 | 350 | 2025-01-01
217101786 | GREE | MUL48HP230V1R32AO |  | 11.8 | 19 | 9 | Yes | Both | 3 | 600 | 800 | 150 | 350 | 2025-01-01
217115272 | GREE | GMV-V60WL/NHC-T(U) |  | 10 | 20 | 8.95 | Yes | Yes | 2 | 500 | 700 | 100 | 300 | 2025-01-01
217127984 | GREE | GMV-V36WL/NHC-T(U) |  | 13.5 | 20.75 | 9.45 | Yes | Yes | 3 | 600 | 800 | 150 | 350 | 2025-01-01
217127985 | GREE | GMV-V48WL/NHC-T(U) |  | 12.6 | 20.75 | 8.9 | Yes | Yes | 2 | 500 | 700 | 100 | 300 | 2025-01-01
217178846 | GREE | GWH12AUCXD-D6DNA1B/O | GEH(12)AA-D3DN***/I | 13 | 23 | 9 | No | N/A | 3 | 600 | 800 | 150 | 350 | 2025-01-01
217179933 | GREE | GWH18AUDXF-D6DNA1A/O | GEH(18)AA-D3DN***/I | 11.6 | 21.5 | 8.5 | No | N/A | 2 | 500 | 700 | 100 | 300 | 2025-01-01
217187423 | GREE | VIR18HP230V1R32AO | CONS18HP230V1AF | 11.6 | 21.5 | 8.5 | No | N/A | 2 | 500 | 700 | 100 | 300 | 2025-01-01
217190943 | GREE | VIR12HP230V1R32AO | CONS12HP230V1AF | 13 | 23 | 9 | No | N/A | 3 | 600 | 800 | 150 | 350 | 2025-01-01
217175296 | GREE | AIRY09HP230V1AO | AIRY09HP230V1AH | 16.8 | 30 | 11.2 | Yes | Both | 4 | 700 | 900 | 150 | 350 | 2025-01-01
217175297 | GREE | AIRY12HP230V1AO | AIRY12HP230V1AH | 15.2 | 28 | 10 | Yes | Both | 4 | 700 | 900 | 150 | 350 | 2025-01-01
217175298 | GREE | AIRY18HP230V1AO | AIRY18HP230V1AH | 14.3 | 27.5 | 10 | Yes | Yes | 4 | 700 | 900 | 150 | 350 | 2025-01-01
217175299 | GREE | AIRY24HP230V1AO | AIRY24HP230V1AH | 13.95 | 27 | 10 | Yes | Yes | 4 | 700 | 900 | 150 | 350 | 2025-01-01
217175300 | GREE | GWH09AUCXD-D6DNA1C/O | GEH(09)AA-D3DN***/I | 15 | 23 | 9.4 | Yes | Both | 3 | 600 | 800 | 150 | 350 | 2025-01-01
217175963 | GREE | GWH18AWDXD-D6DNA1E/O | GWH18AWDXD-D6DN***/I | 3.5 | 22 | 8.5 | No | N/A | 2 | 500 | 700 | 100 | 300 | 2025-01-01
214810379 | GREE | GWH12AVDXE-D6DNA1A/O | GWH12AVDXE-D6DN***/I | 15.2 | 28 | 10 | Yes | Both | 4 | 700 | 900 | 150 | 350 | 2025-01-01
217138337 | GREE | GWH18AYDXD-D6DNA1A/O | GWH18AYDXD-D6DN***/I | 3 | 18 | 8.2 | No | N/A | 1 | 400 | 600 | 100 | 300 | 2025-01-01
215415541 | GREE | GWH12AVDXE-D6DNA1A/O | GEH(12)AA-D6DNA1A/I | 13 | 23.1 | 9 | No | N/A | 3 | 600 | 800 | 150 | 350 | 2025-01-01
215415542 | GREE | GWH09AVDXE-D6DNA1A/O | GFH(09)DA-D6DN***/I | 14.3 | 22.3 | 9.5 | Yes | Both | 3 | 600 | 800 | 150 | 350 | 2025-01-01
216623541 | GREE | GWH24AGEXF-D6DNA4J/O | GWH24AUDXF-D6DN***/I | 12 | 23.5 | 9 | Yes | Both | 3 | 600 | 800 | 150 | 350 | 2025-01-01
216618206 | GREE | GWH09AGCXD-D6DNA4D/O | GKH(09)EB-D6DN***/I | 15 | 24 | 9.2 | Yes | Both | 3 | 600 | 800 | 150 | 350 | 2025-01-01
216618207 | GREE | GWH09AGCXD-D6DNA4D/O | GKH(09)DA-D6DN***/I | 13.1 | 22 | 9.5 | Yes | Both | 3 | 600 | 800 | 150 | 350 | 2025-01-01
216618208 | GREE | GWH09AGCXD-D6DNA4D/O | GTH(09)CA-D6DN***/I | 14.2 | 25 | 9.6 | Yes | Both | 3 | 600 | 800 | 150 | 350 | 2025-01-01
216618209 | GREE | GWH09AGCXD-D6DNA4D/O | GEH(09)AA-D6DN***/I | 15 | 23 | 9.4 | Yes | Both | 3 | 600 | 800 | 150 | 350 | 2025-01-01
216618210 | GREE | GWH09AGCXD-D6DNA4D/O | GFH(09)DA-D6DN***/I | 14.2 | 22 | 9.2 | Yes | Both | 3 | 600 | 800 | 150 | 350 | 2025-01-01
216618211 | GREE | GWH12AGCXD-D6DNA4D/O | GFH(12)DA-D6DN***/I | 13 | 21 | 9 | No | N/A | 3 | 600 | 800 | 150 | 350 | 2025-01-01
216618212 | GREE | GWH12AGCXD-D6DNA4D/O | GKH(12)EB-D6DN***/I | 13 | 23 | 9 | No | N/A | 3 | 600 | 800 | 150 | 350 | 2025-01-01
216618213 | GREE | GWH12AGCXD-D6DNA4D/O | GKH(12)DA-D6DN***/I | 12.3 | 21.5 | 9.5 | No | N/A | 3 | 600 | 800 | 150 | 350 | 2025-01-01
216618214 | GREE | GWH12AGCXD-D6DNA4D/O | GTH(12)CA-D6DN***/I | 13 | 23 | 9.5 | No | N/A | 3 | 600 | 800 | 150 | 350 | 2025-01-01
216618215 | GREE | GWH12AGCXD-D6DNA4D/O | GEH(12)AA-D6DN***/I | 13 | 23 | 9 | No | N/A | 3 | 600 | 800 | 150 | 350 | 2025-01-01
216618216 | GREE | GWH24AGEXF-D6DNA4J/O | GFH(24)DB-D6DN***/I | 12.3 | 19.5 | 9 | No | N/A | 3 | 600 | 800 | 150 | 350 | 2025-01-01
216618217 | GREE | GWH24AGEXF-D6DNA4J/O | GKH(24)EC-D6DN***/I | 11.6 | 22.5 | 9 | No | N/A | 3 | 600 | 800 | 150 | 350 | 2025-01-01
216618218 | GREE | GWH24AGEXF-D6DNA4J/O | GTH(24)CB-D6DN***/I | 12.6 | 22.5 | 9.5 | No | N/A | 3 | 600 | 800 | 150 | 350 | 2025-01-01
216618219 | GREE | GWH18AGDXF-D6DNA4B/O | GKH(18)DA-D6DN***/I | 10.9 | 21.5 | 8.5 | No | N/A | 2 | 500 | 700 | 100 | 300 | 2025-01-01
216618220 | GREE | GWH18AGDXF-D6DNA4B/O | GKH(18)EB-D6DN***/I | 10.9 | 21 | 9 | No | N/A | 3 | 600 | 800 | 150 | 350 | 2025-01-01
216618221 | GREE | GWH12AVDXE-D6DNA1B/O | GFH(12)DA-D6DN***/I | 13 | 21.5 | 9 | No | N/A | 3 | 600 | 800 | 150 | 350 | 2025-01-01
216618222 | GREE | GWH12AVDXE-D6DNA1B/O | GKH(12)EB-D6DN***/I | 13 | 23 | 8.5 | No | N/A | 2 | 500 | 700 | 100 | 300 | 2025-01-01
216618223 | GREE | GWH12AVDXE-D6DNA1B/O | GKH(12)DA-D6DN***/I | 12.3 | 20 | 8.5 | No | N/A | 2 | 500 | 700 | 100 | 300 | 2025-01-01
216618224 | GREE | GWH12AVDXE-D6DNA1B/O | GTH(12)CA-D6DN***/I | 13 | 23 | 8.5 | No | N/A | 2 | 500 | 700 | 100 | 300 | 2025-01-01
216618225 | GREE | GWH12AVDXE-D6DNA1B/O | GEH(12)AA-D6DNA1A/I | 13 | 23.1 | 9 | No | N/A | 3 | 600 | 800 | 150 | 350 | 2025-01-01
216618226 | GREE | GWH09AVDXE-D6DNA1B/O | GFH(09)DA-D6DN***/I | 14.3 | 22.3 | 9.5 | Yes | Both | 3 | 600 | 800 | 150 | 350 | 2025-01-01
216618227 | GREE | GWH09AVDXE-D6DNA1B/O | GKH(09)EB-D6DN***/I | 15.5 | 24.5 | 9.5 | Yes | Both | 3 | 600 | 800 | 150 | 350 | 2025-01-01
216618228 | GREE | GWH09AVDXE-D6DNA1B/O | GTH(09)CA-D6DN***/I | 14.3 | 25.5 | 9.8 | Yes | Both | 3 | 600 | 800 | 150 | 350 | 2025-01-01
216618229 | GREE | GWH09AVDXE-D6DNA1B/O | GKH(09)DA-D6DN***/I | 13.65 | 22.5 | 9.5 | Yes | Both | 3 | 600 | 800 | 150 | 350 | 2025-01-01
216618230 | GREE | GWH09AVDXE-D6DNA1B/O | GEH(09)AA-D6DN***/I | 15.3 | 23.3 | 9.5 | Yes | Both | 3 | 600 | 800 | 150 | 350 | 2025-01-01
216618231 | GREE | GWH18AGDXF-D6DNA4B/O | GFH(18)DB-D6DN***/I | 14 | 22.5 | 9 | No | N/A | 3 | 600 | 800 | 150 | 350 | 2025-01-01
216618232 | GREE | GWH18AGDXF-D6DNA4B/O | GTH(18)CA-D6DN***/I | 12.8 | 21.5 | 9.5 | No | N/A | 3 | 600 | 800 | 150 | 350 | 2025-01-01
216618233 | GREE | GWH18AGDXF-D6DNA4B/O | GEH(18)AA-D6DN***/I | 11.6 | 21.5 | 8.5 | No | N/A | 2 | 500 | 700 | 100 | 300 | 2025-01-01
216618234 | GREE | GWH18AVEXF-D6DNA1B/O | GFH(18)DB-D6DN***/I | 14 | 24.5 | 9.4 | No | N/A | 3 | 600 | 800 | 150 | 350 | 2025-01-01
216618235 | GREE | GWH18AVEXF-D6DNA1B/O | GKH(18)DA-D6DN***/I | 10.75 | 20 | 9.2 | No | N/A | 3 | 600 | 800 | 150 | 350 | 2025-01-01
216618236 | GREE | GWH18AVEXF-D6DNA1B/O | GKH(18)EB-D6DN***/I | 11.6 | 22 | 8.8 | No | N/A | 2 | 500 | 700 | 100 | 300 | 2025-01-01
216618237 | GREE | GWH18AVEXF-D6DNA1B/O | GTH(18)CA-D6DN***/I | 11.25 | 21.5 | 9.2 | No | N/A | 3 | 600 | 800 | 150 | 350 | 2025-01-01
216618243 | GREE | GWH24AVEXH-D6DNA1B/O | GKH(24)EC-D6DN***/I | 12.5 | 23 | 9 | No | N/A | 3 | 600 | 800 | 150 | 350 | 2025-01-01
216618244 | GREE | GWH24AVEXH-D6DNA1B/O | GFH(24)DB-D6DN***/I | 12.5 | 22 | 9 | No | N/A | 3 | 600 | 800 | 150 | 350 | 2025-01-01
216618245 | GREE | GWH24AVEXH-D6DNA1B/O | GTH(24)CB-D6DN***/I | 13 | 23 | 9.5 | No | N/A | 3 | 600 | 800 | 150 | 350 | 2025-01-01
216617668 | GREE | GWH24ATEXF-D6DNA1F/O | GWH24AYEXF-D6DN***/I | 11.9 | 19 | 8.5 | No | N/A | 2 | 500 | 700 | 100 | 300 | 2025-01-01
216558424 | GREE | GWH18ATDXD-D6DNA1A/O | GWH18AYDXD-D6DN***/I | 12.35 | 20 | 8.5 | No | N/A | 2 | 500 | 700 | 100 | 300 | 2025-01-01
212621376 | GREE | GWH09ATCXB-A3DNA1A/O | GWH09AWCXB-A3DN***/I | 11.3 | 19.5 | 8.6 | No | N/A | 2 | 500 | 700 | 100 | 300 | 2025-01-01
212600486 | GREE | GWH24ATEXF-D3DNA1F/O | GWH24AWEXF-D3DN***/I | 12.25 | 24.5 | 10 | No | N/A | 4 | 700 | 900 | 150 | 350 | 2025-01-01
215415543 | GREE | GWH09AVDXE-D6DNA1A/O | GKH(09)EB-D6DN***/I | 15.5 | 24.5 | 9.5 | Yes | Both | 3 | 600 | 800 | 150 | 350 | 2025-01-01
215415544 | GREE | GWH09AVDXE-D6DNA1A/O | GTH(09)CA-D6DN***/I | 14.3 | 25.5 | 9.8 | Yes | Both | 3 | 600 | 800 | 150 | 350 | 2025-01-01
215415545 | GREE | GWH09AVDXE-D6DNA1A/O | GKH(09)DA-D6DN***/I | 13.65 | 22.5 | 9.5 | Yes | Both | 3 | 600 | 800 | 150 | 350 | 2025-01-01
215415546 | GREE | GWH09AVDXE-D6DNA1A/O | GEH(09)AA-D6DN***/I | 15.3 | 23.3 | 9.5 | Yes | Both | 3 | 600 | 800 | 150 | 350 | 2025-01-01
215415525 | GREE | GWH12AVDXE-D6DNA1A/O | GKH(12)DA-D6DN***/I | 12.3 | 20 | 8.5 | No | N/A | 2 | 500 | 700 | 100 | 300 | 2025-01-01
215415526 | GREE | GWH12AVDXE-D6DNA1A/O | GTH(12)CA-D6DN***/I | 13 | 23 | 8.5 | No | N/A | 2 | 500 | 700 | 100 | 300 | 2025-01-01
215415527 | GREE | SAP12HP230V1R32AO | DUC12HP230V1R32AH | 13 | 22 | 9 | No | N/A | 3 | 600 | 800 | 150 | 350 | 2025-01-01
215415528 | GREE | SAP12HP230V1R32AO | CAS12HP230V1R32AH | 13 | 23 | 9 | No | N/A | 3 | 600 | 800 | 150 | 350 | 2025-01-01
215415529 | GREE | SAP12HP230V1R32AO | FLR12HP230V1R32AH | 13 | 23 | 9.5 | No | N/A | 3 | 600 | 800 | 150 | 350 | 2025-01-01
215415530 | GREE | SAP12HP230V1R32AO | CON12HP230V1R32AH | 13 | 23 | 9 | No | N/A | 3 | 600 | 800 | 150 | 350 | 2025-01-01
215415531 | GREE | SAP12HP230V1R32AO | OWC12HP230V1R32AH | 12.3 | 21.5 | 9.5 | No | N/A | 3 | 600 | 800 | 150 | 350 | 2025-01-01
212596834 | GREE | GWH24ATEXF-D3DNA1F/O | GWH24ATEXF-D3DN***/I | 12.25 | 24.5 | 10 | No | N/A | 4 | 700 | 900 | 150 | 350 | 2025-01-01
209550306 | GREE | GWH09QCXB-A3DND4B/O | GWH09QCXB-A3DN***/I | 12.5 | 20 | 8.6 | No | N/A | 2 | 500 | 700 | 100 | 300 | 2025-01-01
209550321 | GREE | GWH09AGCXD-D3DNA1A/O | GFH(09)DA-D3DN***/I | 13.45 | 21 | 9 | No | N/A | 3 | 600 | 800 | 150 | 350 | 2025-01-01
209550322 | GREE | GWH09AGCXD-D3DNA1A/O | GTH(09)CA-D3DN***/I | 13 | 19 | 9.5 | No | N/A | 3 | 600 | 800 | 150 | 350 | 2025-01-01
209482324 | GREE | GWH12QCXB-D3DND4C/O | GWH12QCXB-D3DN***/I | 11.3 | 20 | 8.5 | No | N/A | 2 | 500 | 700 | 100 | 300 | 2025-01-01
209482325 | GREE | GWH12QCXB-A3DND4C/O | GWH12QCXB-A3DN***/I | 11.3 | 20 | 8.5 | No | N/A | 2 | 500 | 700 | 100 | 300 | 2025-01-01
209548893 | GREE | GWH12QCXB-D3DND4C/O | GWH12ALCXB-D3DN***/I | 11.3 | 20 | 8.5 | No | N/A | 2 | 500 | 700 | 100 | 300 | 2025-01-01
209424846 | GREE | GWH12AGCXD-D3DNA1A/O | GFH(12)DA-D3DN***/I | 11.8 | 20 | 8.5 | No | N/A | 2 | 500 | 700 | 100 | 300 | 2025-01-01
209424847 | GREE | GWH12AGCXD-D3DNA1A/O | GKH(12)BB-D3DN***/I | 12.5 | 24 | 8.5 | No | N/A | 2 | 500 | 700 | 100 | 300 | 2025-01-01
209424848 | GREE | GWH12AGCXD-D3DNA1A/O | GTH(12)CA-D3DN***/I | 11.5 | 18.5 | 8.5 | No | N/A | 2 | 500 | 700 | 100 | 300 | 2025-01-01
209424849 | GREE | GWH18ATDXD-D3DNA1A/O | GWH18ATDXD-D3DN***/I | 10.05 | 17.5 | 8.5 | No | N/A | 2 | 500 | 700 | 100 | 300 | 2025-01-01
209323648 | GREE | GWH24QEXF-D3DND4D/O | GWH24QEXF-D3DN***/I | 12.2 | 22 | 9 | No | N/A | 3 | 600 | 800 | 150 | 350 | 2025-01-01
209397902 | GREE | GWH24AGEXH-D3DNA1A/O | GWH24QEXH-D3DN***/I | 13.1 | 24.5 | 9.5 | Yes | No | 3 | 600 | 800 | 150 | 350 | 2025-01-01
209271943 | GREE | GWH09ATCXB-D3DNA1A/O | GWH09ATCXB-D3DN***/I | 11.3 | 19.5 | 8.8 | No | N/A | 2 | 500 | 700 | 100 | 300 | 2025-01-01
209271944 | GREE | GWH09ATCXB-A3DNA1A/O | GWH09ATCXB-A3DN***/I | 11.3 | 19.5 | 8.6 | No | N/A | 2 | 500 | 700 | 100 | 300 | 2025-01-01
209276088 | GREE | GWH12ATCXB-D3DNA1C/O | GWH12ATCXB-D3DN***/I | 8.7 | 17.5 | 8.5 | No | N/A | 2 | 500 | 700 | 100 | 300 | 2025-01-01
209276090 | GREE | GWH12ATCXB-A3DNA1C/O | GWH12ATCXB-A3DN***/I | 8.7 | 17.5 | 8.5 | No | N/A | 2 | 500 | 700 | 100 | 300 | 2025-01-01
209240165 | GREE | GWH09QCXB-D3DND4B/O | GWH09QCXB-D3DN***/I | 12.5 | 20.5 | 8.8 | No | N/A | 2 | 500 | 700 | 100 | 300 | 2025-01-01
209248922 | GREE | GWH12AGCXD-D3DNA1A/O | GWH12AFCXD-D3DN***/I | 12.5 | 24 | 9 | Yes | Yes | 3 | 600 | 800 | 150 | 350 | 2025-01-01
209248929 | GREE | GWH09AGCXD-D3DNA1A/O | GWH09QCXD-D3DN***/I | 14.7 | 25.5 | 10.2 | Yes | Both | 4 | 700 | 900 | 150 | 350 | 2025-01-01
209248930 | GREE | GWH09AGCXD-D3DNA1A/O | GWH09AFCXD-D3DN***/I | 14.7 | 25.5 | 10.2 | Yes | Both | 4 | 700 | 900 | 150 | 350 | 2025-01-01
209248931 | GREE | GWH09AGCXD-A3DNA1A/O | GWH09QCXD-A3DN***/I | 14.55 | 27 | 10 | Yes | Both | 4 | 700 | 900 | 150 | 350 | 2025-01-01
209248932 | GREE | GWH24QEXF-D3DNC4C/O | GWH24ATEXF-D3DN***/I | 11.6 | 18 | 8.5 | No | N/A | 2 | 500 | 700 | 100 | 300 | 2025-01-01
212608400 | GREE | GWH24QEXF-D3DNC4C/O | GWH24AFEXF-D3DN***/I | 11.6 | 18 | 8.5 | No | N/A | 2 | 500 | 700 | 100 | 300 | 2025-01-01
212608422 | GREE | GWH18QDXD-D3DNC4A/O | GWH18AFDXD-D3DN***/I | 9.55 | 16 | 8.2 | No | N/A | 1 | 400 | 600 | 100 | 300 | 2025-01-01
208798357 | GREE | GWH30QFXH-D3DNB2A/O | GWH30QFXH-D3DN***/I | 11.25 | 20 | 8.5 | No | N/A | 2 | 500 | 700 | 100 | 300 | 2025-01-01
208798358 | GREE | GWH36QFXH-D3DNB2B/O | GWH36QFXH-D3DN***/I | 10.5 | 20 | 8.5 | No | N/A | 2 | 500 | 700 | 100 | 300 | 2025-01-01
208546479 | GREE | GWH12AGCXD-A3DNA1A/O | GWH12QCXD-A3DN***/I | 12 | 24 | 9 | Yes | Yes | 3 | 600 | 800 | 150 | 350 | 2025-01-01
208158334 | GREE | GWH24AGEXH-D3DNA1A/O | GFH(24)DB-D3DN***/I | 12.7 | 20 | 9 | No | N/A | 3 | 600 | 800 | 150 | 350 | 2025-01-01
208158335 | GREE | GWH24AGEXH-D3DNA1A/O | GKH(24)BC-D3DN***/I | 11.9 | 21 | 9.5 | No | N/A | 3 | 600 | 800 | 150 | 350 | 2025-01-01
208158336 | GREE | GWH24AGEXH-D3DNA1A/O | GTH(24)CB-D3DN***/I | 12 | 20 | 9 | No | N/A | 3 | 600 | 800 | 150 | 350 | 2025-01-01
208120572 | GREE | GWH12AGCXD-D3DNA1A/O | GWH12QCXD-D3DN***/I | 12.5 | 24 | 9 | Yes | Yes | 3 | 600 | 800 | 150 | 350 | 2025-01-01
207881816 | GREE | GWH18QDXD-D3DNC4A/O | GWH18QDXD-D3DN***/I | 9.55 | 16 | 8.2 | No | N/A | 1 | 400 | 600 | 100 | 300 | 2025-01-01
208022046 | GREE | GWH24QEXF-D3DNC4C/O | GWH24QEXF-D3DN***/I | 11.6 | 18 | 8.5 | No | N/A | 2 | 500 | 700 | 100 | 300 | 2025-01-01
208071173 | GREE | GWH12AGCXD-D3DNA1A/O | GWH12AGCXD-D3DN***/I | 12.5 | 24 | 9 | Yes | Yes | 3 | 600 | 800 | 150 | 350 | 2025-01-01
208071174 | GREE | GWH12AGCXD-A3DNA1A/O | GWH12AGCXD-A3DN***/I | 12 | 24 | 9 | Yes | Yes | 3 | 600 | 800 | 150 | 350 | 2025-01-01
208071175 | GREE | GWH18QDXE-D3DNB2A/O | GWH18QDXE-D3DN***/I | 10.9 | 20 | 8.5 | No | N/A | 2 | 500 | 700 | 100 | 300 | 2025-01-01
207861999 | GREE | GWH24QE-D3DNC6T/O | GWH24QE-D3DN***/I | 13 | 23 | 9.5 | Yes | No | 3 | 600 | 800 | 150 | 350 | 2025-01-01
207827117 | GREE | GWH09QBXB-D3DNC4B/O | GWH09QBXB-D3DN***/I | 10.2 | 17.5 | 8.4 | No | N/A | 1 | 400 | 600 | 100 | 300 | 2025-01-01
207805784 | GREE | GWH09QBXB-A3DNC4B/O | GWH09QBXB-A3DN***/I | 10.7 | 18 | 8.5 | No | N/A | 2 | 500 | 700 | 100 | 300 | 2025-01-01
207801566 | GREE | GWH12QCXB-D3DNC4B/O | GWH12QCXB-D3DN***/I | 8.7 | 16.5 | 8.5 | No | N/A | 2 | 500 | 700 | 100 | 300 | 2025-01-01
207801567 | GREE | GWH12QCXB-A3DNC4B/O | GWH12QCXB-A3DN***/I | 8.7 | 16.5 | 8.5 | No | N/A | 2 | 500 | 700 | 100 | 300 | 2025-01-01
207708809 | GREE | GWH09AGCXD-A3DNA1A/O | GWH09AGCXD-A3DN***/I | 14.55 | 27 | 10 | Yes | Both | 4 | 700 | 900 | 150 | 350 | 2025-01-01
207708810 | GREE | GWH09AGCXD-D3DNA1A/O | GWH09AGCXD-D3DN***/I | 14.7 | 25.5 | 10.2 | Yes | Both | 4 | 700 | 900 | 150 | 350 | 2025-01-01
207708820 | GREE | GWH18AGD-D3DNA4E/O | GWH18AGD-D3DN***/I | 13 | 23 | 8.3 | No | N/A | 1 | 400 | 600 | 100 | 300 | 2025-01-01
207690460 | GREE | GWH24AGEXH-D3DNA1A/O | GWH24*****-D3DN***/I | 13.1 | 24.5 | 9.5 | Yes | No | 3 | 600 | 800 | 150 | 350 | 2025-01-01
207318103 | GREE | GWH09AGC-D3DNA1B/O | GWH09QC-D3DN***/I | 14.7 | 25 | 9.5 | Yes | Both | 3 | 600 | 800 | 150 | 350 | 2025-01-01
207318105 | GREE | GWH09AGC-A3DNA1A/O | GWH09AFC-A3DN**A/I | 14 | 26.5 | 10 | Yes | Both | 4 | 700 | 900 | 150 | 350 | 2025-01-01
207318106 | GREE | GWH12AGC-D3DNA1A/O | GWH12AFC-D3DN***/I | 12.5 | 25 | 9 | Yes | No | 3 | 600 | 800 | 150 | 350 | 2025-01-01
207318107 | GREE | GWH12AGC-A3DNA1A/O | GWH12ACC-A3DN***/I | 12.5 | 25 | 9 | Yes | No | 3 | 600 | 800 | 150 | 350 | 2025-01-01
206791546 | GREE | GWH12QC-D3DNC4A/O | GWH12QC-D3DN***/I | 12.5 | 23 | 9 | Yes | No | 3 | 600 | 800 | 150 | 350 | 2025-01-01
206791547 | GREE | GWH09QC-D3DNC4B/O | GWH09QC-D3DN***/I | 14.3 | 23 | 9.5 | Yes | Both | 3 | 600 | 800 | 150 | 350 | 2025-01-01
206791548 | GREE | GWH12AGC-D3DNA1A/O | GWH12QC-D3DN***/I | 12.5 | 25 | 9 | Yes | No | 3 | 600 | 800 | 150 | 350 | 2025-01-01
206839098 | GREE | 3VIR24HP230V1AO | 3VIR24HP230V1AH | 13 | 24 | 9.5 | Yes | Yes | 3 | 600 | 800 | 150 | 350 | 2025-01-01
206839099 | GREE | 3VIR12HP230V1AO | 3VIR12HP230V1AH | 12.5 | 25 | 9 | Yes | No | 3 | 600 | 800 | 150 | 350 | 2025-01-01
206839100 | GREE | 3VIR18HP230V1AO | 3VIR18HP230V1AH | 13 | 23 | 8.5 | No | N/A | 2 | 500 | 700 | 100 | 300 | 2025-01-01
206839101 | GREE | 3VIR09HP230V1AO | 3VIR09HP230V1AH | 14.7 | 25 | 9.5 | Yes | Both | 3 | 600 | 800 | 150 | 350 | 2025-01-01
206839102 | GREE | 3VIR09HP115V1AO | 3VIR09HP115V1AH | 14 | 26.5 | 10 | Yes | Both | 4 | 700 | 900 | 150 | 350 | 2025-01-01
206839103 | GREE | 3VIR12HP115V1AO | 3VIR12HP115V1AH | 12.5 | 25 | 9 | Yes | No | 3 | 600 | 800 | 150 | 350 | 2025-01-01
206839104 | GREE | GWH09ACD-D3DNA1A/O | GWH09AFD-D3DN***/I | 16.6 | 27 | 11 | Yes | Both | 4 | 700 | 900 | 150 | 350 | 2025-01-01
207094533 | GREE | GWH24YE-D3DNA1A/O | GWH24AFE-D3DN***/I | 13 | 21.5 | 9.5 | Yes | Yes | 3 | 600 | 800 | 150 | 350 | 2025-01-01
207096511 | GREE | GWH18YE-D3DNA1A/O | GWH18AFE-D3DN***/I | 13.5 | 22 | 10 | Yes | Yes | 4 | 700 | 900 | 150 | 350 | 2025-01-01
207168479 | GREE | GWH09AGC-D3DNA1B/O | GFH(09)DA-D3DN***/I | 14.2 | 20.4 | 9.5 | No | N/A | 3 | 600 | 800 | 150 | 350 | 2025-01-01
207168480 | GREE | GWH09AGC-D3DNA1B/O | GTH(09)CA-D3DN***/I | 13.3 | 19.5 | 9.8 | No | N/A | 3 | 600 | 800 | 150 | 350 | 2025-01-01
207169058 | GREE | GWH24AGE-D3DNA1A/O | GWH24QE-D3DN***/I | 13 | 24 | 9.5 | Yes | Yes | 3 | 600 | 800 | 150 | 350 | 2025-01-01
206913029 | GREE | GWH12AGC-D3DNA1A/O | GFH(12)DA-D3DN***/I | 11.8 | 20 | 8.5 | No | N/A | 2 | 500 | 700 | 100 | 300 | 2025-01-01
206913030 | GREE | GWH12AGC-D3DNA1A/O | GKH(12)BB-D3DN***/I | 12.5 | 24 | 8.5 | No | N/A | 2 | 500 | 700 | 100 | 300 | 2025-01-01
206913031 | GREE | GWH12AGC-D3DNA1A/O | GTH(12)CA-D3DN***/I | 11.5 | 18.5 | 8.5 | No | N/A | 2 | 500 | 700 | 100 | 300 | 2025-01-01
206913032 | GREE | GWH24AGE-D3DNA1A/O | GFH(24)DB-D3DN***/I | 12.5 | 20 | 9 | No | N/A | 3 | 600 | 800 | 150 | 350 | 2025-01-01
206913033 | GREE | GWH24AGE-D3DNA1A/O | GKH(24)BC-D3DN***/I | 12 | 20 | 9.5 | No | N/A | 3 | 600 | 800 | 150 | 350 | 2025-01-01
206913034 | GREE | GWH24AGE-D3DNA1A/O | GTH(24)CB-D3DN***/I | 12 | 20 | 9 | No | N/A | 3 | 600 | 800 | 150 | 350 | 2025-01-01
206724945 | GREE | GWH12AGC-A3DNA1A/O | GWH12QC-A3DN***/I | 12.5 | 25 | 9 | Yes | No | 3 | 600 | 800 | 150 | 350 | 2025-01-01
206724946 | GREE | GWH09AGC-A3DNA1A/O | GWH09QC-A3DN***/I | 14 | 26.5 | 10 | Yes | Both | 4 | 700 | 900 | 150 | 350 | 2025-01-01
206717629 | GREE | GWH09AGC-A3DNA1A/O | GWH09AGC-A3DN***/I | 14 | 26.5 | 10 | Yes | Both | 4 | 700 | 900 | 150 | 350 | 2025-01-01
206717630 | GREE | GWH12AGC-A3DNA1A/O | GWH12AGC-A3DN***/I | 12.5 | 25 | 9 | Yes | No | 3 | 600 | 800 | 150 | 350 | 2025-01-01
206335352 | GREE | GWH24AGE-D3DNA1A/O | GWH24AGE-D3DN***/I | 13 | 24 | 9.5 | Yes | Yes | 3 | 600 | 800 | 150 | 350 | 2025-01-01
206395961 | GREE | GWH12AGC-D3DNA1A/O | GWH12AGC-D3DN***/I | 12.5 | 25 | 9 | Yes | Yes | 3 | 600 | 800 | 150 | 350 | 2025-01-01
206395962 | GREE | GWH18AGD-D3DNA1B/O | GWH18AGD-D3DN***/I | 13 | 23 | 8.5 | No | N/A | 2 | 500 | 700 | 100 | 300 | 2025-01-01
206395963 | GREE | GWH09AGC-D3DNA1B/O | GWH09AGC-D3DN***/I | 14.7 | 25 | 9.5 | Yes | Both | 3 | 600 | 800 | 150 | 350 | 2025-01-01
206396008 | GREE | GWH18QD-D3DNA1G/O | GWH18AFD-D3DN***/I | 12.5 | 20 | 8.3 | Yes | No | 1 | 400 | 600 | 100 | 300 | 2025-01-01
206396009 | GREE | GWH24QE-D3DNA1D/O | GWH24AFE-D3DN***/I | 12.5 | 20 | 8.5 | Yes | No | 2 | 500 | 700 | 100 | 300 | 2025-01-01
206422400 | GREE | GWH12QC-D3DNA1D/O | GWH12AFC-D3DN***/I | 12 | 21.5 | 8.5 | Yes | Yes | 2 | 500 | 700 | 100 | 300 | 2025-01-01
213880763 | GREE | GWH09AWCXB-D6DNA1A/O | GWH09AWCXB-D6DN***/I | 12.3 | 22 | 8.6 | No | N/A | 2 | 500 | 700 | 100 | 300 | 2025-01-01
204325176 | GREE | GWH09ACD-D3DNA1A/O | GWH09AAD-D3DN***/I | 16.6 | 27 | 11 | Yes | Both | 4 | 700 | 900 | 150 | 350 | 2025-01-01
203373087 | GREE | GWH36QF-D3DNB2I/O | GWH36QF-D3DN***/I | 10.25 | 18 | 8.5 | No | N/A | 2 | 500 | 700 | 100 | 300 | 2025-01-01
203373088 | GREE | GWH30QF-D3DNB2I/O | GWH30QF-D3DN***/I | 10.6 | 20 | 8.5 | No | N/A | 2 | 500 | 700 | 100 | 300 | 2025-01-01
203373090 | GREE | VIRU30HP230V1AO | VIRU30HP230V1AH | 10.6 | 20 | 8.5 | No | N/A | 2 | 500 | 700 | 100 | 300 | 2025-01-01
203373091 | GREE | VIRU36HP230V1AO | VIRU36HP230V1AH | 10.25 | 18 | 8.5 | No | N/A | 2 | 500 | 700 | 100 | 300 | 2025-01-01
202360989 | GREE | GWH09ACD-D3DNA1A/O | GWH09QD-D3DN***/I | 16.6 | 27 | 11 | Yes | Both | 4 | 700 | 900 | 150 | 350 | 2025-01-01
202373830 | GREE | GWH09ACD-D3DNA1A/O | GWH09YD-D3DN***/I | 16.6 | 27 | 11 | Yes | Both | 4 | 700 | 900 | 150 | 350 | 2025-01-01
10318077 | GREE | GWH09ACD-D3DNA1A/O | GWH09ACD-D3DN***/I | 16.6 | 27 | 11 | Yes | Both | 4 | 700 | 900 | 150 | 350 | 2025-01-01
10318078 | GREE | GWH12YD-D3DNA1A/O | GWH12ACD-D3DN***/I | 14 | 24 | 8.5 | Yes | Yes | 2 | 500 | 700 | 100 | 300 | 2025-01-01
10318079 | GREE | GWH18YE-D3DNA1A/O | GWH18ACE-D3DN***/I | 13.5 | 22 | 10 | Yes | Yes | 4 | 700 | 900 | 150 | 350 | 2025-01-01
10203163 | GREE | GWH24YE-D3DNA1A/O | GWH24ACE-D3DN***/I | 13 | 21.5 | 9.5 | Yes | Yes | 3 | 600 | 800 | 150 | 350 | 2025-01-01
10149900 | GREE | SAP09HP230V1AO | SAP09HP230V1AH | 16.6 | 27 | 11 | Yes | Both | 4 | 700 | 900 | 150 | 350 | 2025-01-01
10157570 | GREE | SAP18HP230V1AO | SAP18HP230V1AH | 13.5 | 22 | 10 | Yes | Yes | 4 | 700 | 900 | 150 | 350 | 2025-01-01
10157571 | GREE | SAP24HP230V1AO | SAP24HP230V1AH | 13 | 21.5 | 9.5 | Yes | Yes | 3 | 600 | 800 | 150 | 350 | 2025-01-01
10099423 | GREE | GWH09QB-A3DNA5K/O | GWH09QB-A3DN***/I | 9.55 | 17 | 8.3 | No | N/A | 1 | 400 | 600 | 100 | 300 | 2025-01-01
10013767 | GREE | GWH24QE-D3DNA5K/O | GWH24QE-D3DN***/I | 10.95 | 18.5 | 8.5 | No | N/A | 2 | 500 | 700 | 100 | 300 | 2025-01-01
7091971 | GREE | GWH12QC-D3DNA1D/O | GWH12QC-D3DN***/I | 12 | 21.5 | 8.5 | Yes | Yes | 2 | 500 | 700 | 100 | 300 | 2025-01-01
216768202 | GREE | GWH09AYBXB-D6DNA1A/O | GWH09ATBXB-D6DN***/I | 12.3 | 18.8 | 8.6 | No | N/A | 2 | 500 | 700 | 100 | 300 | 2025-01-01
10149903 | GREE | SAP12HP230V1AO | SAP12HP230V1AH | 14 | 24 | 8.5 | Yes | Yes | 2 | 500 | 700 | 100 | 300 | 2025-01-01
212595642 | GREE | GWH24QEXF-D3DNE4C/O | GWH24QEXF-D3DN***/I | 11.6 | 18 | 8.5 | No | N/A | 2 | 500 | 700 | 100 | 300 | 2025-01-01
9959454 | GREE | VIR12HP230V1BO | VIR12HP230V1BH | 12 | 21.5 | 8.5 | Yes | Yes | 2 | 500 | 700 | 100 | 300 | 2025-01-01
9956331 | GREE | VIR09HP230V1BO | VIR09HP230V1BH | 14 | 23 | 8.5 | Yes | Both | 2 | 500 | 700 | 100 | 300 | 2025-01-01
9956332 | GREE | VIR18HP230V1BO | VIR18HP230V1BH | 12.5 | 20 | 8.3 | No | N/A | 1 | 400 | 600 | 100 | 300 | 2025-01-01
9956333 | GREE | VIR24HP230V1BO | VIR24HP230V1BH | 12.5 | 20 | 8.5 | Yes | No | 2 | 500 | 700 | 100 | 300 | 2025-01-01
215319223 | GREE | GWH09ATCXB-D6DNA1B/O | GWH09AWCXB-D6DN***/I | 12.3 | 22 | 9.2 | No | N/A | 3 | 600 | 800 | 150 | 350 | 2025-01-01
216765730 | GREE | GWH09AYBXB-A6DNA1A/O | GWH09ATBXB-A6DN***/I | 11.9 | 18.5 | 8.6 | No | N/A | 2 | 500 | 700 | 100 | 300 | 2025-01-01
215294863 | GREE | GWH18AVEXF-D6DNA1A/O | GWH18AVEXF-D6DN***/I | 14.3 | 27.5 | 10 | Yes | Yes | 4 | 700 | 900 | 150 | 350 | 2025-01-01
215295786 | GREE | SAP18HP230V1R32AO | SAP18HP230V1R32AH | 14.3 | 27.5 | 10 | Yes | Yes | 4 | 700 | 900 | 150 | 350 | 2025-01-01
215295789 | GREE | GWH12QCXB-D3DNC4B/O | GWH12AFCXB-D3DN***/I | 8.7 | 16.5 | 8.5 | No | N/A | 2 | 500 | 700 | 100 | 300 | 2025-01-01
215295790 | GREE | GWH12QCXB-A3DNC4B/O | GWH12AFCXB-A3DN***/I | 8.7 | 16.5 | 8.5 | No | N/A | 2 | 500 | 700 | 100 | 300 | 2025-01-01
9944776 | GREE | GWH12YD-D3DNA1A/O | GWH12AAD-D3DN***/I | 14 | 24 | 8.5 | Yes | Yes | 2 | 500 | 700 | 100 | 300 | 2025-01-01
216765690 | GREE | GWH12AUCXD-D6DNA1E/O | GWH12AUCXD-D6DN***/I | 13 | 23 | 9.5 | Yes | Yes | 3 | 600 | 800 | 150 | 350 | 2025-01-01
9102073 | GREE | GWH18YE-D3DNA1A/O | GWH18YE-D3DN***/I | 13.5 | 22 | 10 | Yes | Yes | 4 | 700 | 900 | 150 | 350 | 2025-01-01
9102074 | GREE | GWH18YE-D3DNA1A/O | GWH18QE-D3DN***/I | 13.5 | 22 | 10 | Yes | Yes | 4 | 700 | 900 | 150 | 350 | 2025-01-01
9102793 | GREE | GWH24YE-D3DNA1A/O | GWH24YE-D3DN***/I | 13 | 21.5 | 9.5 | Yes | Yes | 3 | 600 | 800 | 150 | 350 | 2025-01-01
9102794 | GREE | GWH24YE-D3DNA1A/O | GWH24QE-D3DN***/I | 13 | 21.5 | 9.5 | Yes | Yes | 3 | 600 | 800 | 150 | 350 | 2025-01-01
9114294 | GREE | GWH18YE-D3DNA1A/O | GWH18AAE-D3DN***/I | 13.5 | 22 | 10 | Yes | Yes | 4 | 700 | 900 | 150 | 350 | 2025-01-01
9116196 | GREE | GWH12YD-D3DNA1A/O | GWH12YD-D3DN***/I | 14 | 24 | 8.5 | Yes | Yes | 2 | 500 | 700 | 100 | 300 | 2025-01-01
9116197 | GREE | GWH12YD-D3DNA1A/O | GWH12QD-D3DN***/I | 14 | 24 | 8.5 | Yes | Yes | 2 | 500 | 700 | 100 | 300 | 2025-01-01
9123256 | GREE | GWH24YE-D3DNA1A/O | GWH24AAE-D3DN***/I | 13 | 21.5 | 9.5 | Yes | Yes | 3 | 600 | 800 | 150 | 350 | 2025-01-01
8718574 | GREE | GWH18QD-D3DNA1G/O | GWH18ZD-D3DN***/I | 12.5 | 20 | 8.3 | Yes | No | 1 | 400 | 600 | 100 | 300 | 2025-01-01
8718581 | GREE | GWH12QC-A3DNA1D/O | GWH12ZC-A3DN***/I | 12 | 21.5 | 8.2 | No | N/A | 1 | 400 | 600 | 100 | 300 | 2025-01-01
8718582 | GREE | GWH12QC-D3DNA1D/O | GWH12ZC-D3DN***/I | 12 | 21.5 | 8.5 | Yes | Yes | 2 | 500 | 700 | 100 | 300 | 2025-01-01
8000864 | GREE | GWH18QD-D3DNA1G/O | GWH18QD-D3DN***/I | 12.5 | 20 | 8.5 | Yes | No | 2 | 500 | 700 | 100 | 300 | 2025-01-01
211756654 | GREE | GWH12ATCXB-A3DNA1C/O | GWH12AWCXB-A3DN***/I | 8.7 | 17.5 | 8.5 | No | N/A | 2 | 500 | 700 | 100 | 300 | 2025-01-01
213879366 | GREE | GWH09AWCXB-A6DNA1A/O | GWH09AWCXB-A6DN***/I | 12.3 | 22 | 8.6 | No | N/A | 2 | 500 | 700 | 100 | 300 | 2025-01-01
7091967 | GREE | GWH09QC-A3DNA1D/O | GWH09QC-A3DN***/I | 13 | 23 | 9.4 | Yes | Both | 3 | 600 | 800 | 150 | 350 | 2025-01-01
7091968 | GREE | GWH12QC-A3DNA1D/O | GWH12QC-A3DN***/I | 12 | 21.5 | 8.2 | Yes | No | 1 | 400 | 600 | 100 | 300 | 2025-01-01
7091970 | GREE | GWH09QC-D3DNA1D/O | GWH09QC-D3DN***/I | 14 | 23 | 8.5 | Yes | Both | 2 | 500 | 700 | 100 | 300 | 2025-01-01
216571404 | GREE | GWH24AWEXF-D6DNA1I/O | GWH24AUDXF-D6DN***/I | 12 | 23.5 | 9 | Yes | Both | 3 | 600 | 800 | 150 | 350 | 2025-01-01
7070719 | GREE | GWH24QE-D3DNA1D/O | GWH24QE-D3DN***/I | 12.5 | 20 | 8.5 | Yes | No | 2 | 500 | 700 | 100 | 300 | 2025-01-01
216699373 | GREE | GWH24AYEXF-D6DNA1J/O | GWH24AYEXF-D6DN***/I | 13.65 | 19 | 9.5 | No | N/A | 3 | 600 | 800 | 150 | 350 | 2025-01-01
217194687 | GREE | VIR09HP230V1R32AO | CONS09HP230V1AF | 15 | 23 | 9.4 | Yes | Both | 3 | 600 | 800 | 150 | 350 | 2025-01-01
216046762 | GREE | GWH09AYBXB-D6DNA1A/O | GWH09AYBXB-D6DN***/I | 12.3 | 18.8 | 8.6 | No | N/A | 2 | 500 | 700 | 100 | 300 | 2025-01-01
216046763 | GREE | GWH09AYBXB-A6DNA1A/O | GWH09AYBXB-A6DN***/I | 11.9 | 18.5 | 8.6 | No | N/A | 2 | 500 | 700 | 100 | 300 | 2025-01-01
216052269 | GREE | GWH24AUDXH-D6DNA1B/O | GWH24AUDXH-D6DN***/I | 13.1 | 24 | 9 | Yes | Both | 3 | 600 | 800 | 150 | 350 | 2025-01-01
216052270 | GREE | GWH18AGDXF-D6DNA4B/O | GWH18AUDXF-D6DN***/I | 13.65 | 24.5 | 9 | Yes | Both | 3 | 600 | 800 | 150 | 350 | 2025-01-01
216032435 | GREE | GWH09AGCXD-D6DNA4D/O | GWH09AUCXD-D6DN***/I | 15 | 26 | 10.4 | Yes | Both | 4 | 700 | 900 | 150 | 350 | 2025-01-01
216032436 | GREE | GWH12AGCXD-D6DNA4D/O | GWH12AUCXD-D6DN***/I | 13 | 24.5 | 9.5 | Yes | Both | 3 | 600 | 800 | 150 | 350 | 2025-01-01
216021120 | GREE | GWH09ATCXB-D6DNA1B/O | GWH09AYCXB-D6DN***/I | 12.3 | 22 | 9.2 | No | N/A | 3 | 600 | 800 | 150 | 350 | 2025-01-01
216021121 | GREE | GWH09ATCXB-A6DNA1B/O | GWH09AYCXB-A6DN***/I | 12.3 | 22 | 9.2 | No | N/A | 3 | 600 | 800 | 150 | 350 | 2025-01-01
215876638 | GREE | GWH24ATEXF-D6DNA1G/O | GWH24AYEXF-D6DN***/I | 13.65 | 22 | 9.5 | No | N/A | 3 | 600 | 800 | 150 | 350 | 2025-01-01
215877367 | GREE | GWH36ATEXH-D6DNA1G/O | GWH36AYEXH-D6DN***/I | 10.6 | 21 | 8.5 | No | N/A | 2 | 500 | 700 | 100 | 300 | 2025-01-01
215887356 | GREE | GWH12ATCXD-A6DNA1B/O | GWH12AYCXD-A6DN***/I | 11 | 21.5 | 8.5 | No | N/A | 2 | 500 | 700 | 100 | 300 | 2025-01-01
215887357 | GREE | GWH12ATCXD-D6DNA1B/O | GWH12AYCXD-D6DN***/I | 11 | 21.5 | 8.5 | No | N/A | 2 | 500 | 700 | 100 | 300 | 2025-01-01
215887358 | GREE | GWH18ATDXE-D6DNA1C/O | GWH18AYDXE-D6DN***/I | 11.8 | 21.5 | 8.5 | Yes | Both | 2 | 500 | 700 | 100 | 300 | 2025-01-01
215887359 | GREE | GWH12ATCXB-A6DNA5B/O | GWH12ATCXB-A6DN***/I | 9.3 | 19 | 8.5 | No | N/A | 2 | 500 | 700 | 100 | 300 | 2025-01-01
215725427 | GREE | GWH30ATEXH-D6DNA1G/O | GWH30AWEXH-D6DN***/I | 10.9 | 22 | 9 | No | N/A | 3 | 600 | 800 | 150 | 350 | 2025-01-01
215684455 | GREE | GWH09ATCXB-D6DNA1C/O | GWH09AWCXB-D6DN***/I | 12.5 | 20.5 | 8.8 | No | N/A | 2 | 500 | 700 | 100 | 300 | 2025-01-01
215684456 | GREE | GWH18ATDXD-D6DNA1A/O | GWH18AWDXD-D6DN***/I | 12.35 | 20 | 8.5 | No | N/A | 2 | 500 | 700 | 100 | 300 | 2025-01-01
215684457 | GREE | GWH12ATCXB-D6DNA1A/O | GWH12AWCXB-D6DN***/I | 9.75 | 19 | 8.5 | No | N/A | 2 | 500 | 700 | 100 | 300 | 2025-01-01
215685134 | GREE | GWH09ATCXB-A6DNA1C/O | GWH09AWCXB-A6DN***/I | 11.9 | 20.5 | 8.8 | No | N/A | 2 | 500 | 700 | 100 | 300 | 2025-01-01
215685135 | GREE | GWH12ATCXB-A6DNA1A/O | GWH12AWCXB-A6DN***/I | 9.3 | 19 | 8.5 | No | N/A | 2 | 500 | 700 | 100 | 300 | 2025-01-01
216019854 | GREE | GWH18AVEXF-D6DNA1A/O | GTH(18)CA-D6DN***/I | 11.25 | 21.5 | 9.2 | No | N/A | 3 | 600 | 800 | 150 | 350 | 2025-01-01
216019855 | GREE | SAP18HP230V1R32AO | FLR18HP230V1R32AH | 11.25 | 21.5 | 9.2 | No | N/A | 3 | 600 | 800 | 150 | 350 | 2025-01-01
216020690 | GREE | GWH09ATCXB-A6DNA5D/O | GWH09ATCXB-A6DN***/I | 11.9 | 20.5 | 8.8 | No | N/A | 2 | 500 | 700 | 100 | 300 | 2025-01-01
215434505 | GREE | GWH24ATEXF-D6DNA1F/O | GWH24AWEXF-D6DN***/I | 11.9 | 19 | 8.5 | No | N/A | 2 | 500 | 700 | 100 | 300 | 2025-01-01
215413015 | GREE | GWH30ATEXH-D6DNA1G/O | GFH(30)CCXH-D6DN***/I | 11.25 | 18.5 | 8.5 | No | N/A | 2 | 500 | 700 | 100 | 300 | 2025-01-01
215413017 | GREE | GWH30ATEXH-D6DNA1G/O | GKH(30)ECXF-D6DN***/I | 11.25 | 22.5 | 8.5 | No | N/A | 2 | 500 | 700 | 100 | 300 | 2025-01-01
215413808 | GREE | ENV09HP230V1R32AO | CAS09HP230V1R32AH | 15 | 24 | 9.2 | Yes | Both | 3 | 600 | 800 | 150 | 350 | 2025-01-01
215413809 | GREE | ENV09HP230V1R32AO | OWC09HP230V1R32AH | 13.1 | 22 | 9.5 | Yes | Both | 3 | 600 | 800 | 150 | 350 | 2025-01-01
215413810 | GREE | ENV09HP230V1R32AO | FLR09HP230V1R32AH | 14.2 | 25 | 9.6 | Yes | Both | 3 | 600 | 800 | 150 | 350 | 2025-01-01
215413811 | GREE | ENV09HP230V1R32AO | CON09HP230V1R32AH | 15 | 23 | 9.4 | Yes | Both | 3 | 600 | 800 | 150 | 350 | 2025-01-01
215413812 | GREE | ENV09HP230V1R32AO | DUC09HP230V1R32AH | 14.2 | 22 | 9.2 | Yes | Both | 3 | 600 | 800 | 150 | 350 | 2025-01-01
215413813 | GREE | VIR09HP230V1R32AO | CAS09HP230V1R32AH | 15 | 24 | 9.2 | Yes | Both | 3 | 600 | 800 | 150 | 350 | 2025-01-01
215413814 | GREE | VIR09HP230V1R32AO | OWC09HP230V1R32AH | 13.1 | 22 | 9.5 | Yes | Both | 3 | 600 | 800 | 150 | 350 | 2025-01-01
215413815 | GREE | VIR09HP230V1R32AO | FLR09HP230V1R32AH | 14.2 | 25 | 9.6 | Yes | Both | 3 | 600 | 800 | 150 | 350 | 2025-01-01
215413816 | GREE | VIR09HP230V1R32AO | CON09HP230V1R32AH | 15 | 23 | 9.4 | Yes | Both | 3 | 600 | 800 | 150 | 350 | 2025-01-01
215413817 | GREE | VIR09HP230V1R32AO | DUC09HP230V1R32AH | 14.2 | 22 | 9.2 | Yes | Both | 3 | 600 | 800 | 150 | 350 | 2025-01-01
215413818 | GREE | LIV30HP230V1R32AO | DUC30HP230V1R32AH | 11.25 | 18.5 | 8.5 | No | N/A | 2 | 500 | 700 | 100 | 300 | 2025-01-01
215413820 | GREE | LIV30HP230V1R32AO | CAS30HP230V1R32AH | 11.25 | 22.5 | 8.5 | No | N/A | 2 | 500 | 700 | 100 | 300 | 2025-01-01
215414346 | GREE | GWH36ATEXH-D6DNA1G/O | GFH(36)CDXH-D6DN***/I | 11.95 | 20 | 8.5 | No | N/A | 2 | 500 | 700 | 100 | 300 | 2025-01-01
215414347 | GREE | GWH12AUCXD-D6DNA1B/O | GFH(12)DA-D6DN***/I | 13 | 21 | 9 | No | N/A | 3 | 600 | 800 | 150 | 350 | 2025-01-01
215414348 | GREE | GWH12AUCXD-D6DNA1B/O | GKH(12)EB-D6DN***/I | 13 | 23 | 9 | No | N/A | 3 | 600 | 800 | 150 | 350 | 2025-01-01
215414349 | GREE | GWH12AUCXD-D6DNA1B/O | GKH(12)DA-D6DN***/I | 12.3 | 21.5 | 9.5 | No | N/A | 3 | 600 | 800 | 150 | 350 | 2025-01-01
215414350 | GREE | GWH12AUCXD-D6DNA1B/O | GTH(12)CA-D6DN***/I | 13 | 23 | 9.5 | No | N/A | 3 | 600 | 800 | 150 | 350 | 2025-01-01
215414351 | GREE | GWH12AUCXD-D6DNA1B/O | GEH(12)AA-D6DN***/I | 13 | 23 | 9 | No | N/A | 3 | 600 | 800 | 150 | 350 | 2025-01-01
215414352 | GREE | GWH36ATEXH-D6DNA1G/O | GKH(36)ECXH-D6DN***/I | 11.95 | 21 | 8.5 | No | N/A | 2 | 500 | 700 | 100 | 300 | 2025-01-01
215414353 | GREE | GWH36ATEXH-D6DNA1G/O | GTH(36)DCXH-D6DN***/I | 11.25 | 21 | 8.5 | No | N/A | 2 | 500 | 700 | 100 | 300 | 2025-01-01
215414354 | GREE | GWH24AVEXH-D6DNA1A/O | GKH(24)EC-D6DN***/I | 12.5 | 23 | 9 | No | N/A | 3 | 600 | 800 | 150 | 350 | 2025-01-01
215414355 | GREE | GWH24AVEXH-D6DNA1A/O | GFH(24)DB-D6DN***/I | 12.5 | 22 | 9 | No | N/A | 3 | 600 | 800 | 150 | 350 | 2025-01-01
215414356 | GREE | GWH24AVEXH-D6DNA1A/O | GTH(24)CB-D6DN***/I | 13 | 23 | 9.5 | No | N/A | 3 | 600 | 800 | 150 | 350 | 2025-01-01
215415445 | GREE | SAP24HP230V1R32AO | CAS24HP230V1R32AH | 12.5 | 23 | 9 | No | N/A | 3 | 600 | 800 | 150 | 350 | 2025-01-01
215415446 | GREE | SAP24HP230V1R32AO | DUC24HP230V1R32AH | 12.5 | 22 | 9 | No | N/A | 3 | 600 | 800 | 150 | 350 | 2025-01-01
215415447 | GREE | SAP24HP230V1R32AO | FLR24HP230V1R32AH | 13 | 23 | 9.5 | No | N/A | 3 | 600 | 800 | 150 | 350 | 2025-01-01
215415512 | GREE | GWH24AWEXF-D6DNA1I/O | GFH(24)DB-D6DN***/I | 12.3 | 19.5 | 9 | No | N/A | 3 | 600 | 800 | 150 | 350 | 2025-01-01
215415513 | GREE | GWH24AWEXF-D6DNA1I/O | GKH(24)EC-D6DN***/I | 11.6 | 22.5 | 9 | No | N/A | 3 | 600 | 800 | 150 | 350 | 2025-01-01
215415514 | GREE | GWH24AWEXF-D6DNA1I/O | GTH(24)CB-D6DN***/I | 12.6 | 22.5 | 9.5 | No | N/A | 3 | 600 | 800 | 150 | 350 | 2025-01-01
215415515 | GREE | VIR24HP230V1R32AO | DUC24HP230V1R32AH | 12.3 | 19.5 | 9 | No | N/A | 3 | 600 | 800 | 150 | 350 | 2025-01-01
215415516 | GREE | VIR24HP230V1R32AO | CAS24HP230V1R32AH | 11.6 | 22.5 | 9 | No | N/A | 3 | 600 | 800 | 150 | 350 | 2025-01-01
215415517 | GREE | VIR24HP230V1R32AO | FLR24HP230V1R32AH | 12.6 | 22.5 | 9.5 | No | N/A | 3 | 600 | 800 | 150 | 350 | 2025-01-01
215415518 | GREE | ENV24HP230V1R32AO | DUC24HP230V1R32AH | 12.3 | 19.5 | 9 | No | N/A | 3 | 600 | 800 | 150 | 350 | 2025-01-01
215415519 | GREE | ENV24HP230V1R32AO | CAS24HP230V1R32AH | 11.6 | 22.5 | 9 | No | N/A | 3 | 600 | 800 | 150 | 350 | 2025-01-01
215415520 | GREE | ENV24HP230V1R32AO | FLR24HP230V1R32AH | 12.6 | 22.5 | 9.5 | No | N/A | 3 | 600 | 800 | 150 | 350 | 2025-01-01
215415521 | GREE | GWH18AUDXF-D6DNA1A/O | GKH(18)DA-D6DN***/I | 10.9 | 21.5 | 8.5 | No | N/A | 2 | 500 | 700 | 100 | 300 | 2025-01-01
215415522 | GREE | GWH18AUDXF-D6DNA1A/O | GKH(18)EB-D6DN***/I | 10.9 | 21 | 9 | No | N/A | 3 | 600 | 800 | 150 | 350 | 2025-01-01
215415523 | GREE | GWH12AVDXE-D6DNA1A/O | GFH(12)DA-D6DN***/I | 13 | 21.5 | 9 | No | N/A | 3 | 600 | 800 | 150 | 350 | 2025-01-01
215415524 | GREE | GWH12AVDXE-D6DNA1A/O | GKH(12)EB-D6DN***/I | 13 | 23 | 8.5 | No | N/A | 2 | 500 | 700 | 100 | 300 | 2025-01-01
215415547 | GREE | SAP09HP230V1R32AO | DUC09HP230V1R32AH | 14.3 | 22.3 | 9.5 | Yes | Both | 3 | 600 | 800 | 150 | 350 | 2025-01-01
215415548 | GREE | SAP09HP230V1R32AO | CAS09HP230V1R32AH | 15.5 | 24.5 | 9.5 | Yes | Both | 3 | 600 | 800 | 150 | 350 | 2025-01-01
215415549 | GREE | SAP09HP230V1R32AO | FLR09HP230V1R32AH | 14.3 | 25.5 | 9.8 | Yes | Both | 3 | 600 | 800 | 150 | 350 | 2025-01-01
215415550 | GREE | SAP09HP230V1R32AO | CON09HP230V1R32AH | 15.3 | 23.3 | 9.5 | Yes | Both | 3 | 600 | 800 | 150 | 350 | 2025-01-01
215415551 | GREE | SAP09HP230V1R32AO | OWC09HP230V1R32AH | 13.65 | 22.5 | 9.5 | Yes | Both | 3 | 600 | 800 | 150 | 350 | 2025-01-01
215415552 | GREE | GWH18AUDXF-D6DNA1A/O | GFH(18)DB-D6DN***/I | 14 | 22.5 | 9 | No | N/A | 3 | 600 | 800 | 150 | 350 | 2025-01-01
215415553 | GREE | GWH18AUDXF-D6DNA1A/O | GFH(21)DB-D6DN***/I | 12.6 | 21 | 9 | No | N/A | 3 | 600 | 800 | 150 | 350 | 2025-01-01
215415554 | GREE | GWH18AUDXF-D6DNA1A/O | GTH(18)CA-D6DN***/I | 12.8 | 21.5 | 9.5 | No | N/A | 3 | 600 | 800 | 150 | 350 | 2025-01-01
215415555 | GREE | GWH18AUDXF-D6DNA1A/O | GEH(18)AA-D6DN***/I | 11.6 | 21.5 | 8.5 | No | N/A | 2 | 500 | 700 | 100 | 300 | 2025-01-01
215415556 | GREE | GWH18AUDXF-D6DNA1A/O | GKH(20)DA-D6DN***/I | 10.9 | 21.5 | 8.5 | No | N/A | 2 | 500 | 700 | 100 | 300 | 2025-01-01
215415558 | GREE | LIV36HP230V1R32AO | FSU36HP230V1R32AH | 12 | 20 | 8.5 | Yes | Yes | 2 | 500 | 700 | 100 | 300 | 2025-01-01
215415559 | GREE | LIV36HP230V1R32AO | DUC36HP230V1R32AH | 11.95 | 20 | 8.5 | No | N/A | 2 | 500 | 700 | 100 | 300 | 2025-01-01
215415560 | GREE | LIV36HP230V1R32AO | CAS36HP230V1R32AH | 11.95 | 21 | 8.5 | No | N/A | 2 | 500 | 700 | 100 | 300 | 2025-01-01
215415561 | GREE | LIV36HP230V1R32AO | FLR36HP230V1R32AH | 11.25 | 21 | 8.5 | No | N/A | 2 | 500 | 700 | 100 | 300 | 2025-01-01
215415562 | GREE | VIR12HP230V1R32AO | DUC12HP230V1R32AH | 13 | 21 | 9 | No | N/A | 3 | 600 | 800 | 150 | 350 | 2025-01-01
215415563 | GREE | VIR12HP230V1R32AO | CAS12HP230V1R32AH | 13 | 23 | 9 | No | N/A | 3 | 600 | 800 | 150 | 350 | 2025-01-01
215415564 | GREE | VIR12HP230V1R32AO | OWC12HP230V1R32AH | 12.3 | 21.5 | 9.5 | No | N/A | 3 | 600 | 800 | 150 | 350 | 2025-01-01
215415565 | GREE | VIR12HP230V1R32AO | FLR12HP230V1R32AH | 13 | 23 | 9.5 | No | N/A | 3 | 600 | 800 | 150 | 350 | 2025-01-01
215415566 | GREE | VIR12HP230V1R32AO | CON12HP230V1R32AH | 13 | 23 | 9 | No | N/A | 3 | 600 | 800 | 150 | 350 | 2025-01-01
215415567 | GREE | ENV12HP230V1R32AO | DUC12HP230V1R32AH | 13 | 21 | 9 | No | N/A | 3 | 600 | 800 | 150 | 350 | 2025-01-01
215415568 | GREE | ENV12HP230V1R32AO | CAS12HP230V1R32AH | 13 | 23 | 9 | No | N/A | 3 | 600 | 800 | 150 | 350 | 2025-01-01
215415569 | GREE | ENV12HP230V1R32AO | OWC12HP230V1R32AH | 12.3 | 21.5 | 9.5 | No | N/A | 3 | 600 | 800 | 150 | 350 | 2025-01-01
215415570 | GREE | ENV12HP230V1R32AO | FLR12HP230V1R32AH | 13 | 23 | 9.5 | No | N/A | 3 | 600 | 800 | 150 | 350 | 2025-01-01
215415571 | GREE | ENV12HP230V1R32AO | CON12HP230V1R32AH | 13 | 23 | 9 | No | N/A | 3 | 600 | 800 | 150 | 350 | 2025-01-01
215416014 | GREE | GWH18AVEXF-D6DNA1A/O | GFH(18)DB-D6DN***/I | 14 | 24.5 | 9.4 | No | N/A | 3 | 600 | 800 | 150 | 350 | 2025-01-01
215416015 | GREE | GWH18AVEXF-D6DNA1A/O | GFH(21)DB-D6DN***/I | 13 | 24 | 9.4 | No | N/A | 3 | 600 | 800 | 150 | 350 | 2025-01-01
215416016 | GREE | GWH18AVEXF-D6DNA1A/O | GKH(18)DA-D6DN***/I | 10.75 | 20 | 9.2 | No | N/A | 3 | 600 | 800 | 150 | 350 | 2025-01-01
215416017 | GREE | GWH18AVEXF-D6DNA1A/O | GKH(20)DA-D6DN***/I | 10.25 | 20 | 9.2 | No | N/A | 3 | 600 | 800 | 150 | 350 | 2025-01-01
215416018 | GREE | GWH18AVEXF-D6DNA1A/O | GKH(18)EB-D6DN***/I | 11.6 | 22 | 8.8 | No | N/A | 2 | 500 | 700 | 100 | 300 | 2025-01-01
215416020 | GREE | SAP18HP230V1R32AO | DUC18HP230V1R32AH | 13.65 | 24 | 9.2 | No | N/A | 3 | 600 | 800 | 150 | 350 | 2025-01-01
215416021 | GREE | SAP18HP230V1R32AO | DUC21HP230V1R32AH | 13 | 23 | 9.2 | No | N/A | 3 | 600 | 800 | 150 | 350 | 2025-01-01
215416022 | GREE | SAP18HP230V1R32AO | OWC18HP230V1R32AH | 10.9 | 23.5 | 8.7 | No | N/A | 2 | 500 | 700 | 100 | 300 | 2025-01-01
215416023 | GREE | SAP18HP230V1R32AO | OWC20HP230V1R32AH | 10.75 | 23.5 | 8.7 | No | N/A | 2 | 500 | 700 | 100 | 300 | 2025-01-01
215416024 | GREE | SAP18HP230V1R32AO | CAS18HP230V1R32AH | 10.75 | 23 | 9.2 | No | N/A | 3 | 600 | 800 | 150 | 350 | 2025-01-01
215417441 | GREE | GWH09AGCXD-A3DNA1A/O | GWH09ACCXD-A3DN***/I | 14.55 | 27 | 10 | Yes | Both | 4 | 700 | 900 | 150 | 350 | 2025-01-01
215417449 | GREE | ENV18HP230V1R32AO | OWC18HP230V1R32AH | 10.9 | 21.5 | 8.5 | No | N/A | 2 | 500 | 700 | 100 | 300 | 2025-01-01
215417450 | GREE | ENV18HP230V1R32AO | CAS18HP230V1R32AH | 10.9 | 21 | 9 | No | N/A | 3 | 600 | 800 | 150 | 350 | 2025-01-01
215417451 | GREE | ENV18HP230V1R32AO | DUC18HP230V1R32AH | 14 | 22.5 | 9 | No | N/A | 3 | 600 | 800 | 150 | 350 | 2025-01-01
215417452 | GREE | ENV18HP230V1R32AO | DUC21HP230V1R32AH | 12.6 | 21 | 9 | No | N/A | 3 | 600 | 800 | 150 | 350 | 2025-01-01
215417453 | GREE | ENV18HP230V1R32AO | FLR18HP230V1R32AH | 12.8 | 21.5 | 9.5 | No | N/A | 3 | 600 | 800 | 150 | 350 | 2025-01-01
215417454 | GREE | ENV18HP230V1R32AO | CON18HP230V1R32AH | 11.6 | 21.5 | 8.5 | No | N/A | 2 | 500 | 700 | 100 | 300 | 2025-01-01
215417455 | GREE | ENV18HP230V1R32AO | OWC20HP230V1R32AH | 10.9 | 21.5 | 8.5 | No | N/A | 2 | 500 | 700 | 100 | 300 | 2025-01-01
215417456 | GREE | VIR18HP230V1R32AO | OWC18HP230V1R32AH | 10.9 | 21.5 | 8.5 | No | N/A | 2 | 500 | 700 | 100 | 300 | 2025-01-01
215417457 | GREE | VIR18HP230V1R32AO | CAS18HP230V1R32AH | 10.9 | 21 | 9 | No | N/A | 3 | 600 | 800 | 150 | 350 | 2025-01-01
215417458 | GREE | VIR18HP230V1R32AO | DUC18HP230V1R32AH | 14 | 22.5 | 9 | No | N/A | 3 | 600 | 800 | 150 | 350 | 2025-01-01
215417459 | GREE | VIR18HP230V1R32AO | DUC21HP230V1R32AH | 12.6 | 21 | 9 | No | N/A | 3 | 600 | 800 | 150 | 350 | 2025-01-01
215417460 | GREE | VIR18HP230V1R32AO | FLR18HP230V1R32AH | 12.8 | 21.5 | 9.5 | No | N/A | 3 | 600 | 800 | 150 | 350 | 2025-01-01
215417461 | GREE | VIR18HP230V1R32AO | CON18HP230V1R32AH | 11.6 | 21.5 | 8.5 | No | N/A | 2 | 500 | 700 | 100 | 300 | 2025-01-01
215417462 | GREE | VIR18HP230V1R32AO | OWC20HP230V1R32AH | 10.9 | 21.5 | 8.5 | No | N/A | 2 | 500 | 700 | 100 | 300 | 2025-01-01
215402236 | GREE | GWH12ATCXB-D6DNA4B/O | GWH12ATCXB-D6DN***/I | 9.75 | 19 | 8.5 | No | N/A | 2 | 500 | 700 | 100 | 300 | 2025-01-01
215402266 | GREE | GWH12AGCXD-D6DNA4D/O | GWH12AGCXD-D6DN***/I | 13 | 24.5 | 9.5 | Yes | Both | 3 | 600 | 800 | 150 | 350 | 2025-01-01
215406438 | GREE | GWH09AUCXD-D6DNA1C/O | GKH(09)EB-D6DN***/I | 15 | 24 | 9.2 | Yes | Both | 3 | 600 | 800 | 150 | 350 | 2025-01-01
215406439 | GREE | GWH09AUCXD-D6DNA1C/O | GKH(09)DA-D6DN***/I | 13.1 | 22 | 9.5 | Yes | Both | 3 | 600 | 800 | 150 | 350 | 2025-01-01
215406440 | GREE | GWH09AUCXD-D6DNA1C/O | GTH(09)CA-D6DN***/I | 14.2 | 25 | 9.6 | Yes | Both | 3 | 600 | 800 | 150 | 350 | 2025-01-01
215406441 | GREE | GWH09AUCXD-D6DNA1C/O | GEH(09)AA-D6DN***/I | 15 | 23 | 9.4 | Yes | Both | 3 | 600 | 800 | 150 | 350 | 2025-01-01
215406442 | GREE | GWH09AUCXD-D6DNA1C/O | GFH(09)DA-D6DN***/I | 14.2 | 22 | 9.2 | Yes | Both | 3 | 600 | 800 | 150 | 350 | 2025-01-01
215390442 | GREE | GWH24ATEXF-D6DNA4H/O | GWH24ATEXF-D6DN***/I | 11.9 | 19 | 8.5 | No | N/A | 2 | 500 | 700 | 100 | 300 | 2025-01-01
215392073 | GREE | GWH09AGCXD-D6DNA4D/O | GWH09AGCXD-D6DN***/I | 15 | 26 | 10.4 | Yes | Both | 4 | 700 | 900 | 150 | 350 | 2025-01-01
215387336 | GREE | GWH18AGDXF-D6DNA4B/O | GWH18AGDXF-D6DN***/I | 13.65 | 24.5 | 9 | Yes | Both | 3 | 600 | 800 | 150 | 350 | 2025-01-01
215387337 | GREE | GWH24AGEXF-D6DNA4J/O | GWH24***XF-D6DN***/I | 13.65 | 26 | 10 | Yes | Both | 4 | 700 | 900 | 150 | 350 | 2025-01-01
215385452 | GREE | GWH09AVDXE-D6DNA1B/O | GWH09AVDXE-D6DN***/I | 16.8 | 30 | 11.2 | Yes | Both | 4 | 700 | 900 | 150 | 350 | 2025-01-01
215386290 | GREE | GWH12AVDXE-D6DNA1B/O | GWH12AVDXE-D6DN***/I | 15.2 | 28 | 10 | Yes | Yes | 4 | 700 | 900 | 150 | 350 | 2025-01-01
215386291 | GREE | GWH09ATCXB-D6DNA4D/O | GWH09ATCXB-D6DN***/I | 12.5 | 20.5 | 8.8 | No | N/A | 2 | 500 | 700 | 100 | 300 | 2025-01-01
215386339 | GREE | GWH24AVEXH-D6DNA1B/O | GWH24***XH-D6DN***/I | 13.95 | 27 | 10 | No | N/A | 4 | 700 | 900 | 150 | 350 | 2025-01-01
215386340 | GREE | GWH18AVEXF-D6DNA1B/O | GWH18**EXF-D6DN***/I | 14.3 | 27.5 | 10 | Yes | Both | 4 | 700 | 900 | 150 | 350 | 2025-01-01
214777850 | GREE | ENV18HP230V1R32AO | ENV18HP230V1R32AH | 13.65 | 24.5 | 9 | Yes | Both | 3 | 600 | 800 | 150 | 350 | 2025-01-01
214779339 | GREE | VIR09HP115V1R32AO | VIR09HP115V1R32AH | 15 | 27 | 10.5 | Yes | Both | 4 | 700 | 900 | 150 | 350 | 2025-01-01
214779340 | GREE | VIR09HP230V1R32AO | VIR09HP230V1R32AH | 15 | 26 | 10.4 | Yes | Both | 4 | 700 | 900 | 150 | 350 | 2025-01-01
214779341 | GREE | ENV09HP115V1R32AO | ENV09HP115V1R32AH | 15 | 27 | 10.5 | Yes | Both | 4 | 700 | 900 | 150 | 350 | 2025-01-01
214779342 | GREE | ENV09HP230V1R32AO | ENV09HP230V1R32AH | 15 | 26 | 10.4 | Yes | Both | 4 | 700 | 900 | 150 | 350 | 2025-01-01
214779343 | GREE | ENV12HP115V1R32AO | ENV12HP115V1R32AH | 13 | 24.5 | 9.5 | Yes | Both | 3 | 600 | 800 | 150 | 350 | 2025-01-01
214779344 | GREE | ENV12HP230V1R32AO | ENV12HP230V1R32AH | 13 | 24.5 | 9.5 | Yes | Both | 3 | 600 | 800 | 150 | 350 | 2025-01-01
214779345 | GREE | ENV24HP230V1R32AO | ENV24HP230V1R32AH | 13.1 | 24 | 9 | Yes | Both | 3 | 600 | 800 | 150 | 350 | 2025-01-01
214779348 | GREE | LIV36HP230V1R32AO | LIV36HP230V1R32AH | 10.6 | 21 | 8.5 | Yes | Yes | 2 | 500 | 700 | 100 | 300 | 2025-01-01
214779349 | GREE | LIV24HP230V1R32AO | LIV24HP230V1R32AH | 11.9 | 19 | 8.5 | No | N/A | 2 | 500 | 700 | 100 | 300 | 2025-01-01
214779350 | GREE | LIV12HP230V1R32AO | LIV12HP230V1R32AH | 9.75 | 19 | 8.5 | No | N/A | 2 | 500 | 700 | 100 | 300 | 2025-01-01
214779351 | GREE | LIV12HP115V1R32AO | LIV12HP115V1R32AH | 9.3 | 19 | 8.5 | No | N/A | 2 | 500 | 700 | 100 | 300 | 2025-01-01
214779524 | GREE | LIV09HP230V1R32AO | LIV09HP230V1R32AH | 12.5 | 20.5 | 8.8 | No | N/A | 2 | 500 | 700 | 100 | 300 | 2025-01-01
214779525 | GREE | LIV09HP115V1R32AO | LIV09HP115V1R32AH | 11.9 | 20.5 | 8.8 | No | N/A | 2 | 500 | 700 | 100 | 300 | 2025-01-01
214780391 | GREE | GWH09ATCXB-D6DNA1B/O | GWH09ATCXB-D6DN***/I | 12.3 | 22 | 9.2 | Yes | Both | 3 | 600 | 800 | 150 | 350 | 2025-01-01
214780393 | GREE | GWH18ATDXD-D6DNA1A/O | GWH18ATDXD-D6DN***/I | 12.35 | 20 | 8.5 | No | N/A | 2 | 500 | 700 | 100 | 300 | 2025-01-01
214780395 | GREE | LIV18HP230V1R32AO | LIV18HP230V1R32AH | 12.35 | 20 | 8.5 | No | N/A | 2 | 500 | 700 | 100 | 300 | 2025-01-01
216368958 | GREE | GWH09ATCXB-A6DNA1B/O | GWH09AWCXB-A6DN***/I | 12.3 | 22 | 9.2 | Yes | Both | 3 | 600 | 800 | 150 | 350 | 2025-01-01
214723196 | GREE | GWH09AGCXD-D3DNA1A/O | GWH09ACCXD-D3DN***/I | 14.7 | 25.5 | 10.2 | Yes | Both | 4 | 700 | 900 | 150 | 350 | 2025-01-01
214728206 | GREE | GWH09AUCXD-A6DNA1C/O | GWH09AGCXD-A6DN***/I | 15 | 27 | 10.5 | Yes | Both | 4 | 700 | 900 | 150 | 350 | 2025-01-01
214728207 | GREE | GWH09AUCXD-D6DNA1C/O | GWH09AGCXD-D6DN***/I | 15 | 26 | 10.4 | Yes | Both | 4 | 700 | 900 | 150 | 350 | 2025-01-01
214728208 | GREE | GWH18ATDXD-D3DNA1A/O | GWH18AWDXD-D3DN***/I | 10.05 | 17.5 | 8.5 | No | N/A | 2 | 500 | 700 | 100 | 300 | 2025-01-01
214728568 | GREE | GWH24AWEXF-D6DNA1I/O | GWH24AWEXF-D6DN***/I | 13.65 | 26 | 10 | Yes | Both | 4 | 700 | 900 | 150 | 350 | 2025-01-01
215224737 | GREE | GWH18ATDXD-D6DNA4F/O | GWH18ATDXD-D6DN***/I | 12.35 | 20 | 8.5 | No | N/A | 2 | 500 | 700 | 100 | 300 | 2025-01-01
215218911 | GREE | VIR18HP230V1R32AO | VIR18HP230V1R32AH | 13.65 | 24.5 | 9 | Yes | Both | 3 | 600 | 800 | 150 | 350 | 2025-01-01
215218912 | GREE | VIR24HP230V1R32AO | VIR24HP230V1R32AH | 13.65 | 26 | 10 | Yes | Both | 4 | 700 | 900 | 150 | 350 | 2025-01-01
214813257 | GREE | VIR12HP230V1R32AO | VIR12HP230V1R32AH | 13 | 24.5 | 9.5 | Yes | Both | 3 | 600 | 800 | 150 | 350 | 2025-01-01
214813258 | GREE | VIR12HP115V1R32AO | VIR12HP115V1R32AH | 13 | 24.5 | 9.5 | Yes | Both | 3 | 600 | 800 | 150 | 350 | 2025-01-01
214813262 | GREE | GWH18AGDXF-D6DNA4A/O | GWH18AGDXF-D6DN***/I | 13.65 | 24.5 | 9 | Yes | Both | 3 | 600 | 800 | 150 | 350 | 2025-01-01
214813329 | GREE | GWH24AWEXF-D6DNA1I/O | GWH24AGEXF-D6DN***/I | 13.65 | 26 | 10 | Yes | Both | 4 | 700 | 900 | 150 | 350 | 2025-01-01
214813331 | GREE | GWH18AUDXF-D6DNA1A/O | GWH18AGDXF-D6DN***/I | 13.65 | 24.5 | 9 | Yes | Both | 3 | 600 | 800 | 150 | 350 | 2025-01-01
214810380 | GREE | SAP12HP230V1R32AO | SAP12HP230V1R32AH | 15.2 | 28 | 10 | Yes | Both | 4 | 700 | 900 | 150 | 350 | 2025-01-01
214489060 | GREE | GWH18AUDXF-D6DNA1A/O | GWH18AUDXF-D6DN***/I | 13.65 | 24.5 | 9 | Yes | Both | 3 | 600 | 800 | 150 | 350 | 2025-01-01
214855373 | GREE | GWH09ATCXB-A6DNA1B/O | GWH09ATCXB-A6DN***/I | 12.3 | 22 | 9.2 | Yes | Both | 3 | 600 | 800 | 150 | 350 | 2025-01-01
214640554 | GREE | GWH24ATEXF-D6DNA1G/O | GWH24ATEXF-D6DN***/I | 13.65 | 22 | 9.5 | No | N/A | 3 | 600 | 800 | 150 | 350 | 2025-01-01
214640555 | GREE | GWH24ATEXF-D6DNA1G/O | GWH24AWEXF-D6DN***/I | 13.65 | 22 | 9.5 | No | N/A | 3 | 600 | 800 | 150 | 350 | 2025-01-01
214387779 | GREE | SAP12HP230V1AO | SAP12HP230V1AH* | 14 | 24 | 9 | Yes | Yes | 3 | 600 | 800 | 150 | 350 | 2025-01-01
214383420 | GREE | GWH24QE-D3DNB2R/O | GWH24ATEXF-D3DN***/I | 10.95 | 19 | 8.5 | No | N/A | 2 | 500 | 700 | 100 | 300 | 2025-01-01
214594896 | GREE | GWH18QDXF-D3DNB2A/O | GWH18AFDXF-D3DN**A/I | 12.5 | 23 | 9 | Yes | Yes | 3 | 600 | 800 | 150 | 350 | 2025-01-01
215351162 | GREE | GWH36ATEXH-D6DNA1G/O | GVH36ALXH-D6DN***/I | 12 | 20 | 8.5 | Yes | Both | 2 | 500 | 700 | 100 | 300 | 2025-01-01
214797816 | GREE | GWH30ATEXH-D6DNA1G/O | GWH30ATEXH-D6DN***/I | 10.9 | 22 | 9 | No | N/A | 3 | 600 | 800 | 150 | 350 | 2025-01-01
214802442 | GREE | GWH09AVDXE-D6DNA1A/O | GWH09AVDXE-D6DN***/I | 16.8 | 30 | 11.2 | Yes | Both | 4 | 700 | 900 | 150 | 350 | 2025-01-01
214802443 | GREE | LIV30HP230V1R32AO | LIV30HP230V1R32AH | 10.9 | 22 | 9 | No | N/A | 3 | 600 | 800 | 150 | 350 | 2025-01-01
214802444 | GREE | SAP09HP230V1R32AO | SAP09HP230V1R32AH | 16.8 | 30 | 11.2 | Yes | Both | 4 | 700 | 900 | 150 | 350 | 2025-01-01
214796624 | GREE | GWH12AUCXD-D6DNA1B/O | GWH12AGCXD-D6DN***/I | 13 | 24.5 | 9.5 | Yes | Both | 3 | 600 | 800 | 150 | 350 | 2025-01-01
214796625 | GREE | GWH12AUCXD-A6DNA1B/O | GWH12AGCXD-A6DN***/I | 13 | 24.5 | 9.5 | Yes | Both | 3 | 600 | 800 | 150 | 350 | 2025-01-01
214568849 | GREE | GWH36ATEXH-D6DNA1G/O | GWH36ATEXH-D6DN***/I | 10.6 | 21 | 8.5 | Yes | Yes | 2 | 500 | 700 | 100 | 300 | 2025-01-01
214568850 | GREE | GWH36ATEXH-D6DNA1G/O | GWH36AWEXH-D6DN***/I | 10.6 | 21 | 8.5 | Yes | Yes | 2 | 500 | 700 | 100 | 300 | 2025-01-01
213927350 | GREE | GWH12ATCXD-D6DNA1B/O | GWH12ATCXD-D6DN***/I | 11 | 21.5 | 8.5 | No | N/A | 2 | 500 | 700 | 100 | 300 | 2025-01-01
214640135 | GREE | GWH12ATCXB-D6DNA1A/O | GWH12ATCXB-D6DN***/I | 9.75 | 19 | 8.5 | No | N/A | 2 | 500 | 700 | 100 | 300 | 2025-01-01
214640136 | GREE | GWH12ATCXB-A6DNA1A/O | GWH12ATCXB-A6DN***/I | 9.3 | 19 | 8.5 | No | N/A | 2 | 500 | 700 | 100 | 300 | 2025-01-01
214608823 | GREE | GWH18ATDXE-D6DNA1C/O | GWH18ATDXE-D6DN***/I | 11.8 | 21.5 | 8.5 | Yes | Both | 2 | 500 | 700 | 100 | 300 | 2025-01-01
214608824 | GREE | GWH18ATDXE-D6DNA1C/O | GWH18AWDXE-D6DN***/I | 11.8 | 21.5 | 8.5 | Yes | Both | 2 | 500 | 700 | 100 | 300 | 2025-01-01
214610245 | GREE | GWH24ATEXF-D6DNA1F/O | GWH24ATEXF-D6DN***/I | 11.9 | 19 | 8.5 | No | N/A | 2 | 500 | 700 | 100 | 300 | 2025-01-01
214061912 | GREE | GWH09ATCXB-D6DNA1C/O | GWH09ATCXB-D6DN***/I | 12.5 | 20.5 | 8.8 | No | N/A | 2 | 500 | 700 | 100 | 300 | 2025-01-01
214061915 | GREE | GWH12ATCXD-A6DNA1B/O | GWH12AWCXD-A6DN***/I | 11 | 21.5 | 8.5 | No | N/A | 2 | 500 | 700 | 100 | 300 | 2025-01-01
214075152 | GREE | GWH18QDXF-D3DNB2A/O | GWH18AFDXF-D3DNA1A/I | 12.5 | 23 | 9 | Yes | Yes | 3 | 600 | 800 | 150 | 350 | 2025-01-01
213927625 | GREE | GWH12AUCXD-D6DNA1B/O | GWH12AUCXD-D6DN***/I | 13 | 24.5 | 9.5 | Yes | Both | 3 | 600 | 800 | 150 | 350 | 2025-01-01
213927626 | GREE | GWH12AUCXD-A6DNA1B/O | GWH12AUCXD-A6DN***/I | 13 | 24.5 | 9.5 | Yes | Both | 3 | 600 | 800 | 150 | 350 | 2025-01-01
213802701 | GREE | GWH24AWEXF-D6DNA1E/O | GWH24AWEXF-D6DN***/I | 13.3 | 26 | 10 | No | N/A | 4 | 700 | 900 | 150 | 350 | 2025-01-01
213925481 | GREE | GWH09AUCXD-A6DNA1C/O | GWH09AUCXD-A6DN***/I | 15 | 27 | 10.5 | Yes | Both | 4 | 700 | 900 | 150 | 350 | 2025-01-01
213925482 | GREE | GWH09AUCXD-D6DNA1C/O | GWH09AUCXD-D6DN***/I | 15 | 26 | 10.4 | Yes | Both | 4 | 700 | 900 | 150 | 350 | 2025-01-01
213925483 | GREE | GWH12ATCXD-A6DNA1B/O | GWH12ATCXD-A6DN***/I | 11 | 21.5 | 8.5 | No | N/A | 2 | 500 | 700 | 100 | 300 | 2025-01-01
213925484 | GREE | GWH12AWCXD-A6DNA1A/O | GWH12AWCXD-A6DN***/I | 10.65 | 22 | 8.5 | No | N/A | 2 | 500 | 700 | 100 | 300 | 2025-01-01
213927351 | GREE | GWH12ATCXD-D6DNA1B/O | GWH12AWCXD-D6DN***/I | 11 | 21.5 | 8.5 | No | N/A | 2 | 500 | 700 | 100 | 300 | 2025-01-01
213500516 | GREE | GWH24AUDXH-D6DNA1A/O | GWH24AUDXH-D6DN***/I | 13.1 | 24 | 9 | Yes | Both | 3 | 600 | 800 | 150 | 350 | 2025-01-01
215278609 | GREE | GWH24AVEXH-D6DNA1A/O | GWH24AVEXH-D6DN***/I | 13.95 | 27 | 10 | No | N/A | 4 | 700 | 900 | 150 | 350 | 2025-01-01
215283088 | GREE | SAP24HP230V1R32AO | SAP24HP230V1R32AH | 13.95 | 27 | 10 | No | N/A | 4 | 700 | 900 | 150 | 350 | 2025-01-01
213194174 | GREE | GWH12QC-D3DNA1D/O | GWH12AGC-D3DN***/I | 12 | 21.5 | 8.5 | Yes | Yes | 2 | 500 | 700 | 100 | 300 | 2025-01-01
212367466 | GREE | GWH18AWDXD-D3DNA1A/O | GWH18AWDXD-D3DN***/I | 10.05 | 17.5 | 8.5 | No | N/A | 2 | 500 | 700 | 100 | 300 | 2025-01-01
212394364 | GREE | GWH09ATCXB-D3DNA1A/O | GWH09AWCXB-D3DN***/I | 11.3 | 19.5 | 8.8 | No | N/A | 2 | 500 | 700 | 100 | 300 | 2025-01-01
212316221 | GREE | GWH12AUCXD-D3DNA1A/O | GWH12AUCXD-D3DN***/I | 12.5 | 24 | 9 | Yes | Yes | 3 | 600 | 800 | 150 | 350 | 2025-01-01
211755703 | GREE | 3VIR09HP115V1BO | 3VIR09HP115V1BH | 14.55 | 27 | 10 | Yes | Both | 4 | 700 | 900 | 150 | 350 | 2025-01-01
211755704 | GREE | 3VIR12HP115V1BO | 3VIR12HP115V1BH | 12 | 24 | 9 | Yes | Yes | 3 | 600 | 800 | 150 | 350 | 2025-01-01
211755705 | GREE | 3VIR09HP230V1BO | 3VIR09HP230V1BH | 14.7 | 25.5 | 10.2 | Yes | Both | 4 | 700 | 900 | 150 | 350 | 2025-01-01
211755706 | GREE | 3VIR12HP230V1BO | 3VIR12HP230V1BH | 12.5 | 24 | 9 | Yes | Yes | 3 | 600 | 800 | 150 | 350 | 2025-01-01
211755707 | GREE | 3VIR18HP230V1BO | 3VIR18HP230V1BH | 13 | 23.5 | 9 | Yes | No | 3 | 600 | 800 | 150 | 350 | 2025-01-01
211755708 | GREE | 3VIR24HP230V1BO | 3VIR24HP230V1BH | 13.1 | 24.5 | 9.5 | Yes | No | 3 | 600 | 800 | 150 | 350 | 2025-01-01
211642129 | GREE | GWH24QEXF-D3DNC4C/O | GWH24AWEXF-D3DN***/I | 11.6 | 18 | 8.5 | No | N/A | 2 | 500 | 700 | 100 | 300 | 2025-01-01
211726650 | GREE | 3VIR09HP230V1BO | DUCT09HP230V1BD | 13.45 | 21 | 9 | No | N/A | 3 | 600 | 800 | 150 | 350 | 2025-01-01
211726651 | GREE | 3VIR09HP230V1BO | FLR09HP230V1BF | 13 | 19 | 9.5 | No | N/A | 3 | 600 | 800 | 150 | 350 | 2025-01-01
211726652 | GREE | 3VIR12HP230V1BO | DUCT12HP230V1BD | 11.8 | 20 | 8.5 | No | N/A | 2 | 500 | 700 | 100 | 300 | 2025-01-01
211726653 | GREE | 3VIR12HP230V1BO | CAS12HP230V1BC | 12.5 | 24 | 8.5 | No | N/A | 2 | 500 | 700 | 100 | 300 | 2025-01-01
211726654 | GREE | 3VIR12HP230V1BO | FLR12HP230V1BF | 11.5 | 18.5 | 8.5 | No | N/A | 2 | 500 | 700 | 100 | 300 | 2025-01-01
211726655 | GREE | 3VIR18HP230V1BO | DUCT18HP230V1BD | 12.5 | 20 | 8.5 | No | N/A | 2 | 500 | 700 | 100 | 300 | 2025-01-01
211726656 | GREE | 3VIR18HP230V1BO | CAS18HP230V1BC | 10.05 | 19 | 8.5 | No | N/A | 2 | 500 | 700 | 100 | 300 | 2025-01-01
211726657 | GREE | 3VIR18HP230V1BO | FLR18HP230V1BF | 11.25 | 19 | 8.2 | No | N/A | 1 | 400 | 600 | 100 | 300 | 2025-01-01
211726658 | GREE | 3VIR24HP230V1BO | DUCT24HP230V1BD | 12.7 | 20 | 9 | No | N/A | 3 | 600 | 800 | 150 | 350 | 2025-01-01
211726659 | GREE | 3VIR24HP230V1BO | CAS24HP230V1BC | 11.9 | 21 | 9.5 | No | N/A | 3 | 600 | 800 | 150 | 350 | 2025-01-01
211726660 | GREE | 3VIR24HP230V1BO | FLR24HP230V1BF | 12 | 20 | 9 | No | N/A | 3 | 600 | 800 | 150 | 350 | 2025-01-01
211497194 | GREE | PUL36HP230V1AO | PUL36HP230V1AH | 10.5 | 20 | 8.5 | No | N/A | 2 | 500 | 700 | 100 | 300 | 2025-01-01
211497195 | GREE | GWH18AGDXF-D3DNA1A/O | GFH(18)DB-D3DN***/I | 12.5 | 20 | 8.5 | No | N/A | 2 | 500 | 700 | 100 | 300 | 2025-01-01
211497196 | GREE | GWH18AGDXF-D3DNA1A/O | GKH(18)BB-D3DN***/I | 10.05 | 19 | 8.5 | No | N/A | 2 | 500 | 700 | 100 | 300 | 2025-01-01
211497197 | GREE | GWH18AGDXF-D3DNA1A/O | GTH(18)CA-D3DN***/I | 11.25 | 19 | 8.2 | No | N/A | 1 | 400 | 600 | 100 | 300 | 2025-01-01
211497198 | GREE | GWH18QDXF-D3DNB2A/O | GFH(18)DB-D3DN***/I | 12.5 | 20 | 8.5 | No | N/A | 2 | 500 | 700 | 100 | 300 | 2025-01-01
211497199 | GREE | GWH18QDXF-D3DNB2A/O | GKH(18)BB-D3DN***/I | 10.05 | 19 | 8.5 | No | N/A | 2 | 500 | 700 | 100 | 300 | 2025-01-01
211497200 | GREE | GWH18QDXF-D3DNB2A/O | GTH(18)CA-D3DN***/I | 11.25 | 19 | 8.2 | No | N/A | 1 | 400 | 600 | 100 | 300 | 2025-01-01
211312024 | GREE | GWH12QCXB-A3DND4C/O | GWH12AFCXB-A3DN***/I | 11.3 | 20 | 8.5 | No | N/A | 2 | 500 | 700 | 100 | 300 | 2025-01-01
211330197 | GREE | GWH24QEXF-D3DND4D/O | GWH24ACEXF-D3DN***/I | 12.2 | 22 | 9 | No | N/A | 3 | 600 | 800 | 150 | 350 | 2025-01-01
211078861 | GREE | GWH18QDXF-D3DNB2A/O | GWH18QDXF-D3DN***/I | 12.5 | 23 | 8.5 | Yes | Yes | 2 | 500 | 700 | 100 | 300 | 2025-01-01
211078862 | GREE | GWH18QDXF-D3DNB2A/O | GWH18AFDXF-D3DN***/I | 12.5 | 23 | 8.5 | Yes | Yes | 2 | 500 | 700 | 100 | 300 | 2025-01-01
211078863 | GREE | GWH18QDXF-D3DNB2A/O | GWH18ACDXF-D3DN***/I | 12.5 | 23 | 8.5 | Yes | Yes | 2 | 500 | 700 | 100 | 300 | 2025-01-01
211012874 | GREE | GWH09QCXB-A3DND4B/O | GWH09AFCXB-A3DN***/I | 12.5 | 20 | 8.6 | No | N/A | 2 | 500 | 700 | 100 | 300 | 2025-01-01
212920740 | GREE | GWH18AWDXD-D6DNA1B/O | GWH18AWDXD-D6DN***/I | 11.8 | 22 | 8.3 | No | N/A | 1 | 400 | 600 | 100 | 300 | 2025-01-01
212920567 | GREE | GWH12AWCXD-D6DNA1A/O | GWH12AWCXD-D6DN***/I | 11.3 | 22 | 8.5 | No | N/A | 2 | 500 | 700 | 100 | 300 | 2025-01-01
210665999 | GREE | 3VIR18HP230V1BO | 3VIR18HP230V1AH | 13 | 23.5 | 9 | Yes | No | 3 | 600 | 800 | 150 | 350 | 2025-01-01
210727610 | GREE | GWH09QCXB-D3DND4B/O | GWH09AFCXB-D3DN***/I | 12.5 | 20.5 | 8.8 | No | N/A | 2 | 500 | 700 | 100 | 300 | 2025-01-01
210727611 | GREE | GWH24QEXF-D3DND4D/O | GWH24AFEXF-D3DN***/I | 12.2 | 22 | 9 | No | N/A | 3 | 600 | 800 | 150 | 350 | 2025-01-01
210643996 | GREE | GWH12QCXB-D3DND4C/O | GWH12AFCXB-D3DN***/I | 11.3 | 20 | 8.5 | No | N/A | 2 | 500 | 700 | 100 | 300 | 2025-01-01
210605759 | GREE | GWH18AGDXF-D3DNA1A/O | GWH18AGDXF-D3DN***/I | 13 | 23.5 | 9 | Yes | No | 3 | 600 | 800 | 150 | 350 | 2025-01-01
214215187 | GREE | GWH09ATCXB-A6DNA1C/O | GWH09ATCXB-A6DN***/I | 11.9 | 20.5 | 8.8 | No | N/A | 2 | 500 | 700 | 100 | 300 | 2025-01-01
212394360 | GREE | GWH12ATCXB-D3DNA1C/O | GWH12AWCXB-D3DN***/I | 8.7 | 17.5 | 8.5 | No | N/A | 2 | 500 | 700 | 100 | 300 | 2025-01-01
210485356 | GREE | GWH12QCXB-D3DND4C/O | GWH12ACCXB-D3DN***/I | 11.3 | 20 | 8.5 | No | N/A | 2 | 500 | 700 | 100 | 300 | 2025-01-01
210485357 | GREE | GWH12QCXB-A3DND4C/O | GWH12ACCXB-A3DN***/I | 11.3 | 20 | 8.5 | No | N/A | 2 | 500 | 700 | 100 | 300 | 2025-01-01
210485358 | GREE | GWH18QDXE-D3DNB2A/O | GWH18ACDXE-D3DN***/I | 10.9 | 20 | 8.5 | No | N/A | 2 | 500 | 700 | 100 | 300 | 2025-01-01
210485359 | GREE | GWH18QDXE-D3DNB2A/O | GWH18AFDXE-D3DN***/I | 10.9 | 20 | 8.5 | No | N/A | 2 | 500 | 700 | 100 | 300 | 2025-01-01
210295924 | GREE | GWH12AGCXD-D3DNA1A/O | GWH12ACCXD-D3DN***/I | 12.5 | 24 | 9 | Yes | Yes | 3 | 600 | 800 | 150 | 350 | 2025-01-01
210295925 | GREE | GWH12AGCXD-A3DNA1A/O | GWH12ACCXD-A3DN***/I | 12 | 24 | 9 | Yes | Yes | 3 | 600 | 800 | 150 | 350 | 2025-01-01
210321394 | GREE | GWH09QCXB-D3DND4B/O | GWH09ACCXB-D3DN***/I | 12.5 | 20.5 | 8.8 | No | N/A | 2 | 500 | 700 | 100 | 300 | 2025-01-01
210278960 | GREE | 4LIV18HP230V1AO | 4LIV18HP230V1AH | 10.05 | 17.5 | 8.5 | No | N/A | 2 | 500 | 700 | 100 | 300 | 2025-01-01
210278961 | GREE | 4LIV12HP230V1AO | 4LIV12HP230V1AH | 8.7 | 17.5 | 8.5 | No | N/A | 2 | 500 | 700 | 100 | 300 | 2025-01-01
210278962 | GREE | 4LIV12HP115V1AO | 4LIV12HP115V1AH | 8.7 | 17.5 | 8.5 | No | N/A | 2 | 500 | 700 | 100 | 300 | 2025-01-01
210278963 | GREE | 4LIV09HP230V1AO | 4LIV09HP230V1AH | 11.3 | 19.5 | 8.8 | No | N/A | 2 | 500 | 700 | 100 | 300 | 2025-01-01
210278964 | GREE | 4LIV09HP115V1AO | 4LIV09HP115V1AH | 11.3 | 19.5 | 8.6 | No | N/A | 2 | 500 | 700 | 100 | 300 | 2025-01-01
210278965 | GREE | 4LIV36HP230V1AO | 4LIV36HP230V1AH | 10.5 | 20 | 8.5 | No | N/A | 2 | 500 | 700 | 100 | 300 | 2025-01-01
210278966 | GREE | 3VIR09HP115V1BO | 3VIR09HP115V1AH | 14.55 | 27 | 10 | Yes | Both | 4 | 700 | 900 | 150 | 350 | 2025-01-01
210278967 | GREE | 3VIR09HP230V1BO | 3VIR09HP230V1AH | 14.7 | 25.5 | 10.2 | Yes | Both | 4 | 700 | 900 | 150 | 350 | 2025-01-01
210278968 | GREE | 3VIR24HP230V1BO | 3VIR24HP230V1AH | 13.1 | 24.5 | 9.5 | Yes | No | 3 | 600 | 800 | 150 | 350 | 2025-01-01
210278969 | GREE | 4LIV30HP230V1AO | 4LIV30HP230V1AH | 11.25 | 20 | 8.5 | No | N/A | 2 | 500 | 700 | 100 | 300 | 2025-01-01
210278970 | GREE | 3VIR12HP230V1BO | 3VIR12HP230V1AH | 12.5 | 24 | 9 | Yes | Yes | 3 | 600 | 800 | 150 | 350 | 2025-01-01
210278971 | GREE | 3VIR12HP115V1BO | 3VIR12HP115V1AH | 12 | 24 | 9 | Yes | Yes | 3 | 600 | 800 | 150 | 350 | 2025-01-01
210278972 | GREE | 4LIV24HP230V1AO | 4LIV24HP230V1AH | 11.6 | 18 | 8.5 | No | N/A | 2 | 500 | 700 | 100 | 300 | 2025-01-01
217123263 | Gridless | GRID24OM3 |  | 12.85 | 23 | 10 | Yes | Both | 4 | 700 | 900 | 150 | 350 | 2025-01-01
217123264 | Gridless | GRID36OM4 |  | 12.85 | 22 | 10 | Yes | Both | 4 | 700 | 900 | 150 | 350 | 2025-01-01
217123265 | Gridless | GRID48OM5 |  | 12 | 22 | 9.5 | Yes | Both | 3 | 600 | 800 | 150 | 350 | 2025-01-01
217123266 | Gridless | GRID18OM2 |  | 13.3 | 22 | 10 | Yes | Both | 4 | 700 | 900 | 150 | 350 | 2025-01-01
213255585 | Gridless | O-AYD36SD-4 |  | 12.5 | 21 | 9 | Yes | Both | 3 | 600 | 800 | 150 | 350 | 2025-01-01
213255586 | Gridless | O-AYD42SD-5 |  | 10.5 | 20 | 8.95 | No | N/A | 2 | 500 | 700 | 100 | 300 | 2025-01-01
213255583 | Gridless | O-AYD18SD-2 |  | 12.5 | 21 | 9.5 | Yes | Both | 3 | 600 | 800 | 150 | 350 | 2025-01-01
213255584 | Gridless | O-AYD24SD-3 |  | 12.5 | 22 | 9.05 | Yes | Both | 3 | 600 | 800 | 150 | 350 | 2025-01-01
217101973 | Gridless | GRID09OHHV | GRID09WHHV | 18.35 | 32 | 11.8 | Yes | Both | 4 | 700 | 900 | 150 | 350 | 2025-01-01
217101974 | Gridless | GRID12OHHV | GRID12WHHV | 15.35 | 30 | 11.8 | Yes | Both | 4 | 700 | 900 | 150 | 350 | 2025-01-01
217101975 | Gridless | GRID09OHV | GRID09WHV | 13.65 | 25 | 11 | Yes | Both | 4 | 700 | 900 | 150 | 350 | 2025-01-01
217101976 | Gridless | GRID12OHV | GRID12WHV | 12.25 | 23 | 9.5 | Yes | Both | 3 | 600 | 800 | 150 | 350 | 2025-01-01
217101977 | Gridless | GRID18OHV | GRID18WHV | 12.1 | 21 | 9.5 | Yes | Both | 3 | 600 | 800 | 150 | 350 | 2025-01-01
217101978 | Gridless | GRID24OHV | GRID24WHV | 12.25 | 22.5 | 9.5 | Yes | Both | 3 | 600 | 800 | 150 | 350 | 2025-01-01
217117997 | Gridless | GRID15OHHV | GRID15WHHV | 13.65 | 25.6 | 11.1 | Yes | Both | 4 | 700 | 900 | 150 | 350 | 2025-01-01
213265552 | Gridless | O-AYD09SD-1 | I-AYD09W-1 | 14.5 | 25.5 | 10.5 | Yes | Both | 4 | 700 | 900 | 150 | 350 | 2025-01-01
213265553 | Gridless | O-AYD12SD-1 | I-AYD12W-1 | 12.7 | 23.5 | 9.5 | Yes | Both | 3 | 600 | 800 | 150 | 350 | 2025-01-01
213265554 | Gridless | O-AYD18SD-1 | I-AYD18W-1 | 13.2 | 20.5 | 9.5 | Yes | Both | 3 | 600 | 800 | 150 | 350 | 2025-01-01
213265555 | Gridless | O-AYD24SD-1 | I-AYD24W-1 | 12.5 | 21 | 10 | Yes | Both | 4 | 700 | 900 | 150 | 350 | 2025-01-01
215747714 | GUARDIAN | UMC18CN23STG1 |  | 12 | 17.5 | 9.4 | Yes | Both | 3 | 600 | 800 | 150 | 350 | 2025-01-01
215747716 | GUARDIAN | UMC24CN23STG1 |  | 11.5 | 18 | 8.8 | Yes | Both | 2 | 500 | 700 | 100 | 300 | 2025-01-01
215747721 | GUARDIAN | UMC36CN23STG1 |  | 12.85 | 19 | 9 | Yes | Both | 3 | 600 | 800 | 150 | 350 | 2025-01-01
215747718 | GUARDIAN | UMC48CN23STG1 |  | 11.35 | 18 | 8.8 | Yes | Both | 2 | 500 | 700 | 100 | 300 | 2025-01-01
215747719 | GUARDIAN | UMC48CN23STG1 |  | 12 | 22 | 9.5 | Yes | Both | 3 | 600 | 800 | 150 | 350 | 2025-01-01
215747722 | GUARDIAN | UMC36CN23STG1 |  | 12.85 | 22 | 10 | Yes | Both | 4 | 700 | 900 | 150 | 350 | 2025-01-01
215225062 | GUARDIAN | UMC18CN23STG1 |  | 13.3 | 22 | 10 | Yes | Both | 4 | 700 | 900 | 150 | 350 | 2025-01-01
215225063 | GUARDIAN | UMC24CN23STG1 |  | 12.85 | 23 | 10 | Yes | Both | 4 | 700 | 900 | 150 | 350 | 2025-01-01
215747723 | GUARDIAN | UMC36CN23STG1 |  | 12.85 | 20.5 | 9.5 | Yes | Both | 3 | 600 | 800 | 150 | 350 | 2025-01-01
215747717 | GUARDIAN | UMC24CN23STG1 |  | 12.2 | 20.5 | 9.4 | Yes | Both | 3 | 600 | 800 | 150 | 350 | 2025-01-01
215747715 | GUARDIAN | UMC18CN23STG1 |  | 12.65 | 19.75 | 9.7 | Yes | Both | 3 | 600 | 800 | 150 | 350 | 2025-01-01
215747720 | GUARDIAN | UMC48CN23STG1 |  | 11.8 | 20 | 9.15 | Yes | Both | 3 | 600 | 800 | 150 | 350 | 2025-01-01
216346013 | GUARDIAN | UPC36CN23STG1* | UNI36HW23STG1* | 12 | 20 | 10 | Yes | Both | 4 | 700 | 900 | 150 | 350 | 2025-01-01
215743600 | GUARDIAN | UPC18CN23STG1 | UNI18HW23STG1 | 12 | 21 | 10 | Yes | Both | 4 | 700 | 900 | 150 | 350 | 2025-01-01
216445265 | GUARDIAN | UPC18CN23STG1 | UNI18DT23STG1 | 11.7 | 19 | 9 | Yes | Both | 3 | 600 | 800 | 150 | 350 | 2025-01-01
216445266 | GUARDIAN | UPC24CN23STG1 | UNI24DT23STG1 | 11.7 | 19 | 9.5 | Yes | Both | 3 | 600 | 800 | 150 | 350 | 2025-01-01
216019852 | GUARDIAN | UPC18CN23STG1 | UNI18CS23STG1 | 12 | 20 | 10 | Yes | Both | 4 | 700 | 900 | 150 | 350 | 2025-01-01
216019853 | GUARDIAN | UPC24CN23STG1 | UNI24CS23STG1 | 12 | 20 | 10.5 | Yes | Both | 4 | 700 | 900 | 150 | 350 | 2025-01-01
215449562 | GUARDIAN | UPC36CN23STG1 | UNI36CS23STG1 | 12 | 19.5 | 9.5 | Yes | Both | 3 | 600 | 800 | 150 | 350 | 2025-01-01
215449563 | GUARDIAN | UPC48CN23STG1 | UNI48CS23STG1 | 12 | 20 | 9.5 | Yes | Both | 3 | 600 | 800 | 150 | 350 | 2025-01-01
215449566 | GUARDIAN | UPC09CN23STG1 | UNI09CS23STG1 | 12 | 20 | 9.5 | Yes | Both | 3 | 600 | 800 | 150 | 350 | 2025-01-01
215449567 | GUARDIAN | UPC12CN23STG1 | UNI12CS23STG1 | 12 | 20 | 9.5 | Yes | Both | 3 | 600 | 800 | 150 | 350 | 2025-01-01
215449568 | GUARDIAN | UPC09CN23STG1 | UNI09DT23STG1 | 11.7 | 19.5 | 9.5 | Yes | Both | 3 | 600 | 800 | 150 | 350 | 2025-01-01
215449569 | GUARDIAN | UPC12CN23STG1 | UNI12DT23STG1 | 11.7 | 19.5 | 9.5 | Yes | Both | 3 | 600 | 800 | 150 | 350 | 2025-01-01
215439626 | GUARDIAN | UPC09CN23STG1 | UNI09HW23STG1 | 12 | 22 | 10.5 | Yes | Yes | 4 | 700 | 900 | 150 | 350 | 2025-01-01
215439627 | GUARDIAN | UPC12CN23STG1 | UNI12HW23STG1 | 12 | 22 | 10.5 | Yes | Yes | 4 | 700 | 900 | 150 | 350 | 2025-01-01
215441404 | GUARDIAN | UPC36CN23STG1 | UNI36DT23STG1 | 11.7 | 18.5 | 9 | Yes | Both | 3 | 600 | 800 | 150 | 350 | 2025-01-01
215441405 | GUARDIAN | UPC48CN23STG1 | UNI48DT23STG1 | 10.7 | 19.5 | 9.5 | Yes | Yes | 3 | 600 | 800 | 150 | 350 | 2025-01-01
216017246 | GUARDIAN | UPC24CN23STG1 | UNI24HW23STG1 | 12 | 21 | 10 | Yes | No | 4 | 700 | 900 | 150 | 350 | 2025-01-01
214803264 | GUARDIAN | URC09CN23STG1 | UNI09HW23STG1 | 13.65 | 25 | 11 | Yes | Both | 4 | 700 | 900 | 150 | 350 | 2025-01-01
214803265 | GUARDIAN | URC12CN23STG1 | UNI12HW23STG1 | 12.25 | 23 | 10 | Yes | Both | 4 | 700 | 900 | 150 | 350 | 2025-01-01
214803266 | GUARDIAN | URC18CN23STG1 | UNI18HW23STG1 | 12.95 | 21 | 10 | Yes | Both | 4 | 700 | 900 | 150 | 350 | 2025-01-01
214803267 | GUARDIAN | URC24CN23STG1 | UNI24HW23STG1 | 12.25 | 22.5 | 9.5 | Yes | Both | 3 | 600 | 800 | 150 | 350 | 2025-01-01
215270360 | GUARDIAN | URC09CN15STG1 | URD09HW15STG1 | 14.05 | 23 | 10 | Yes | Both | 4 | 700 | 900 | 150 | 350 | 2025-01-01
215270361 | GUARDIAN | URC12CN15STG1 | URD12HW15STG1 | 12.25 | 22 | 9.5 | Yes | Both | 3 | 600 | 800 | 150 | 350 | 2025-01-01
8578508 | GUARDIAN BY JOHNSON CONTROLS | DHW42CMB21S |  | 10.4 | 21 | 8.6 | No | N/A | 2 | 500 | 700 | 100 | 300 | 2025-01-01
8578564 | GUARDIAN BY JOHNSON CONTROLS | DHX09CSB11S | DHX09NWB11S | 13 | 23 | 9.4 | Yes | Both | 3 | 600 | 800 | 150 | 350 | 2025-01-01
8578568 | GUARDIAN BY JOHNSON CONTROLS | DHX12CSB11S | DHX12NWB11S | 12 | 21.5 | 8.2 | Yes | No | 1 | 400 | 600 | 100 | 300 | 2025-01-01
8578572 | GUARDIAN BY JOHNSON CONTROLS | DHX09CSB21S | DHX09NWB21S | 14 | 23 | 8.5 | Yes | Both | 2 | 500 | 700 | 100 | 300 | 2025-01-01
8578576 | GUARDIAN BY JOHNSON CONTROLS | DHX12CSB21S | DHX12NWB21S | 12 | 21.5 | 8.5 | Yes | Yes | 2 | 500 | 700 | 100 | 300 | 2025-01-01
8578580 | GUARDIAN BY JOHNSON CONTROLS | DHX18CSB21S | DHX18NWB21S | 12.5 | 20 | 8.5 | No | N/A | 2 | 500 | 700 | 100 | 300 | 2025-01-01
8578584 | GUARDIAN BY JOHNSON CONTROLS | DHX24CSB21S | DHX24NWB21S | 12.5 | 20 | 8.5 | Yes | No | 2 | 500 | 700 | 100 | 300 | 2025-01-01
213804794 | HABUTWAY | YH07-027-9000-B | YH07-027-9000-A | 9.9 | 17 | 8.5 | No | N/A | 2 | 500 | 700 | 100 | 300 | 2025-01-01
213804795 | HABUTWAY | YH07-027-12000-B | YH07-027-12000-A | 9 | 17 | 8.5 | No | N/A | 2 | 500 | 700 | 100 | 300 | 2025-01-01
213804796 | HABUTWAY | YH07-027-18000-B | YH07-027-18000-A | 10.5 | 19 | 9 | No | N/A | 3 | 600 | 800 | 150 | 350 | 2025-01-01
213804797 | HABUTWAY | YH07-027-24000-B | YH07-027-24000-A | 10.5 | 18.5 | 8.3 | No | N/A | 1 | 400 | 600 | 100 | 300 | 2025-01-01
213804786 | Haddockway | YH07-028-9000-B | YH07-028-9000-A | 9.9 | 17 | 8.5 | No | N/A | 2 | 500 | 700 | 100 | 300 | 2025-01-01
213804787 | Haddockway | YH07-028-12000-B | YH07-028-12000-A | 9 | 17 | 8.5 | No | N/A | 2 | 500 | 700 | 100 | 300 | 2025-01-01
213804788 | Haddockway | YH07-028-18000-B | YH07-028-18000-A | 10.5 | 19 | 9 | No | N/A | 3 | 600 | 800 | 150 | 350 | 2025-01-01
213804789 | Haddockway | YH07-028-24000-B | YH07-028-24000-A | 10.5 | 18.5 | 8.3 | No | N/A | 1 | 400 | 600 | 100 | 300 | 2025-01-01
210082199 | HAIER | 3U24EH2HD** |  | 11 | 17 | 9.5 | Yes | Yes | 3 | 600 | 800 | 150 | 350 | 2025-01-01
210151026 | HAIER | 2U20EH2HD** |  | 11 | 16 | 9.8 | Yes | Yes | 3 | 600 | 800 | 150 | 350 | 2025-01-01
210151027 | HAIER | 4U36EH2HD** |  | 8.8 | 15.7 | 8.7 | Yes | Yes | 2 | 500 | 700 | 100 | 300 | 2025-01-01
10316370 | HAIER | MVHP036MV2AA |  | 10.5 | 15.5 | 8.4 | No | N/A | 1 | 400 | 600 | 100 | 300 | 2025-01-01
207722661 | HAIER | 2U18MS2HD** |  | 11.2 | 18 | 8.5 | No | N/A | 2 | 500 | 700 | 100 | 300 | 2025-01-01
207722662 | HAIER | 3U24MS2HD** |  | 11 | 16 | 9 | No | N/A | 3 | 600 | 800 | 150 | 350 | 2025-01-01
207802648 | HAIER | 4U36MS2HD** |  | 8.8 | 16 | 8.4 | No | N/A | 1 | 400 | 600 | 100 | 300 | 2025-01-01
217021962 | HAIER | 2Q18FF2BE** |  | 10.8 | 18.8 | 9.5 | Yes | Yes | 3 | 600 | 800 | 150 | 350 | 2025-01-01
217021963 | HAIER | 3Q24FF2BE** |  | 10.5 | 17.2 | 9.5 | No | N/A | 3 | 600 | 800 | 150 | 350 | 2025-01-01
217021964 | HAIER | 4Q36FF2BE** |  | 8.8 | 16.5 | 9.3 | No | N/A | 3 | 600 | 800 | 150 | 350 | 2025-01-01
217021965 | HAIER | 2Q20RT2BE** |  | 10.8 | 17.6 | 10.5 | Yes | Yes | 4 | 700 | 900 | 150 | 350 | 2025-01-01
217021966 | HAIER | 3Q24RT2BE** |  | 10.5 | 17.2 | 10 | Yes | Yes | 4 | 700 | 900 | 150 | 350 | 2025-01-01
217021967 | HAIER | 4Q36RT2BE** |  | 10.2 | 17.4 | 10 | Yes | Yes | 4 | 700 | 900 | 150 | 350 | 2025-01-01
217021968 | HAIER | 5Q42RT2BE** |  | 10.2 | 17.4 | 9.5 | Yes | Yes | 3 | 600 | 800 | 150 | 350 | 2025-01-01
217009754 | HAIER | 2Q18FF2BE** |  | 12 | 22.5 | 10.5 | Yes | Both | 4 | 700 | 900 | 150 | 350 | 2025-01-01
217009755 | HAIER | 3Q24FF2BE** |  | 12 | 24 | 10.2 | Yes | No | 4 | 700 | 900 | 150 | 350 | 2025-01-01
217009756 | HAIER | 2Q20RT2BE** |  | 12.3 | 20.6 | 10.5 | Yes | Both | 4 | 700 | 900 | 150 | 350 | 2025-01-01
217009757 | HAIER | 3Q24RT2BE** |  | 12.2 | 23 | 10.5 | Yes | Both | 4 | 700 | 900 | 150 | 350 | 2025-01-01
217009758 | HAIER | 4Q36RT2BE** |  | 11 | 20.5 | 10 | Yes | Yes | 4 | 700 | 900 | 150 | 350 | 2025-01-01
217009759 | HAIER | 5Q42RT2BE** |  | 10.5 | 20.5 | 9.5 | Yes | Yes | 3 | 600 | 800 | 150 | 350 | 2025-01-01
217009760 | HAIER | 4Q36FF2BE** |  | 10 | 20 | 10 | No | N/A | 4 | 700 | 900 | 150 | 350 | 2025-01-01
207802647 | HAIER | 4U36MS2HD** |  | 9 | 19 | 9.4 | No | N/A | 3 | 600 | 800 | 150 | 350 | 2025-01-01
207698998 | HAIER | 3U24MS2HD** |  | 12.8 | 22 | 10 | Yes | No | 4 | 700 | 900 | 150 | 350 | 2025-01-01
10316377 | HAIER | MVHP056MV2AA |  | 9.4 | 16.2 | 8.5 | No | N/A | 2 | 500 | 700 | 100 | 300 | 2025-01-01
10316369 | HAIER | MVHP036MV2AA |  | 10.7 | 16 | 8.5 | No | N/A | 2 | 500 | 700 | 100 | 300 | 2025-01-01
10316371 | HAIER | MVHP048MV2AA |  | 10 | 16.2 | 8.5 | No | N/A | 2 | 500 | 700 | 100 | 300 | 2025-01-01
207698996 | HAIER | 2U18MS2HD** |  | 12.7 | 21 | 10 | Yes | No | 4 | 700 | 900 | 150 | 350 | 2025-01-01
210404027 | HAIER | 5U42MS2HD** |  | 7.8 | 18 | 8.8 | No | N/A | 2 | 500 | 700 | 100 | 300 | 2025-01-01
210082195 | HAIER | 2U20EH2HD** |  | 12 | 18 | 10.2 | Yes | Both | 4 | 700 | 900 | 150 | 350 | 2025-01-01
210082198 | HAIER | 3U24EH2HD** |  | 12 | 19.5 | 10.2 | Yes | Both | 4 | 700 | 900 | 150 | 350 | 2025-01-01
210082201 | HAIER | 4U36EH2HD** |  | 9.3 | 19 | 9.5 | Yes | Yes | 3 | 600 | 800 | 150 | 350 | 2025-01-01
210474659 | HAIER | 2U20EH2HD** |  | 11.5 | 17 | 10 | No | N/A | 4 | 700 | 900 | 150 | 350 | 2025-01-01
210585476 | HAIER | 5U42MS2HD** |  | 7.5 | 16.4 | 8.8 | No | N/A | 2 | 500 | 700 | 100 | 300 | 2025-01-01
207722663 | HAIER | 2U18MS2HD** |  | 11.95 | 19.5 | 9.25 | No | N/A | 3 | 600 | 800 | 150 | 350 | 2025-01-01
207722664 | HAIER | 3U24MS2HD** |  | 11.9 | 19 | 9.5 | No | N/A | 3 | 600 | 800 | 150 | 350 | 2025-01-01
208131916 | HAIER | 4U36MS2HD** |  | 8.9 | 17.5 | 8.9 | No | N/A | 2 | 500 | 700 | 100 | 300 | 2025-01-01
210474660 | HAIER | 3U24EH2HD** |  | 11.5 | 18.25 | 9.85 | No | N/A | 3 | 600 | 800 | 150 | 350 | 2025-01-01
210474661 | HAIER | 4U36EH2HD** |  | 9.05 | 17.35 | 9.05 | No | N/A | 3 | 600 | 800 | 150 | 350 | 2025-01-01
217124721 | HAIER | 1Q09TE2BE** | QS09WB2BE** | 12 | 23 | 9.5 | Yes | Both | 3 | 600 | 800 | 150 | 350 | 2025-01-01
217124722 | HAIER | 1Q12TE2BE** | QS12WB2BE** | 12 | 21 | 9.5 | Yes | Both | 3 | 600 | 800 | 150 | 350 | 2025-01-01
217124723 | HAIER | 1Q18TE2BE** | QS18WB2BE** | 12 | 20 | 9.5 | Yes | Both | 3 | 600 | 800 | 150 | 350 | 2025-01-01
217124724 | HAIER | 1Q24TE2BE** | QS24WB2BE** | 12 | 18 | 9.5 | Yes | Both | 3 | 600 | 800 | 150 | 350 | 2025-01-01
210715480 | HAIER | 1U12TE2HD** | AW12TC2HD** | 11 | 19 | 9.2 | No | N/A | 3 | 600 | 800 | 150 | 350 | 2025-01-01
217036491 | HAIER | 1Q09RT2BE** | US09MB2BE** | 12 | 19.6 | 10.5 | Yes | Both | 4 | 700 | 900 | 150 | 350 | 2025-01-01
217036492 | HAIER | 1Q12RT2BE** | US12MB2BE** | 11.7 | 19.8 | 10.5 | Yes | Both | 4 | 700 | 900 | 150 | 350 | 2025-01-01
217036493 | HAIER | 1Q18RT2BE** | US18MB2BE** | 11.7 | 18 | 10.5 | Yes | Both | 4 | 700 | 900 | 150 | 350 | 2025-01-01
217036485 | HAIER | 1Q09RT2BE** | US09FB2BE** | 12 | 20 | 10.5 | Yes | Both | 4 | 700 | 900 | 150 | 350 | 2025-01-01
217036486 | HAIER | 1Q12RT2BE** | US12FB2BE** | 12 | 20 | 9.5 | Yes | Both | 3 | 600 | 800 | 150 | 350 | 2025-01-01
217036487 | HAIER | 1Q18RT2BE** | US18FB2BE** | 9 | 19 | 9.5 | Yes | Yes | 3 | 600 | 800 | 150 | 350 | 2025-01-01
217036488 | HAIER | 1Q09RT2BE** | US09CB2BE** | 12 | 20 | 10 | Yes | Both | 4 | 700 | 900 | 150 | 350 | 2025-01-01
217036489 | HAIER | 1Q12RT2BE** | US12CB2BE** | 12 | 20 | 10 | Yes | Both | 4 | 700 | 900 | 150 | 350 | 2025-01-01
217036490 | HAIER | 1Q18RT2BE** | US18CB2BE** | 12 | 20 | 10 | Yes | Both | 4 | 700 | 900 | 150 | 350 | 2025-01-01
207769099 | HAIER | 1U3036TL2HF** | AW36TL2HF** | 8 | 17.5 | 9 | No | N/A | 3 | 600 | 800 | 150 | 350 | 2025-01-01
206551253 | HAIER | 1U09TE2VHA* | AW09TE2VHA* | 11 | 21.5 | 9 | No | N/A | 3 | 600 | 800 | 150 | 350 | 2025-01-01
206445819 | HAIER | 1U09EH2VHE* | AW09EH2VHD* | 16 | 30 | 14 | Yes | No | 4 | 700 | 900 | 150 | 350 | 2025-01-01
206445820 | HAIER | 1U18EH2VHE* | AW18EH2VHD* | 13 | 23 | 11 | Yes | No | 4 | 700 | 900 | 150 | 350 | 2025-01-01
206389351 | HAIER | 1U12EH2VHE* | AW12EH2VHD* | 15 | 27 | 12 | Yes | No | 4 | 700 | 900 | 150 | 350 | 2025-01-01
202583709 | HAIER | 1U09AP2VHA | AW09ES2VHB | 14.5 | 23.5 | 9.5 | Yes | No | 3 | 600 | 800 | 150 | 350 | 2025-01-01
202583710 | HAIER | 1U18AP2VHA | AW18ES2VHB | 12.5 | 21 | 9.5 | Yes | No | 3 | 600 | 800 | 150 | 350 | 2025-01-01
202583711 | HAIER | 1U12AP2VHA | AW12ES2VHB | 12.5 | 23 | 10.2 | Yes | No | 4 | 700 | 900 | 150 | 350 | 2025-01-01
202583712 | HAIER | 1U15AP2VHA | AW15ES2VHB | 12.5 | 21.5 | 9.6 | Yes | No | 3 | 600 | 800 | 150 | 350 | 2025-01-01
202583713 | HAIER | 1U24AP2VHA | AW24ES2VHB | 12.5 | 20 | 9.5 | Yes | No | 3 | 600 | 800 | 150 | 350 | 2025-01-01
10191421 | HAIER | 1U09TE1VHA | AW09TE1VH | 10.5 | 17.5 | 9.5 | No | N/A | 3 | 600 | 800 | 150 | 350 | 2025-01-01
10191422 | HAIER | 1U12TE1VHA | AW12TE1VH | 9.5 | 17 | 9 | No | N/A | 3 | 600 | 800 | 150 | 350 | 2025-01-01
216968341 | HAIER | 1Q09FF2BE** | QS09WB2BE** | 12 | 23 | 9.5 | Yes | Both | 3 | 600 | 800 | 150 | 350 | 2025-01-01
216968342 | HAIER | 1Q12FF2BE** | QS12WB2BE** | 12 | 21 | 9.5 | Yes | Both | 3 | 600 | 800 | 150 | 350 | 2025-01-01
216968343 | HAIER | 1Q15FF2BE** | QS15WB2BE** | 11.7 | 21 | 9.5 | Yes | Both | 3 | 600 | 800 | 150 | 350 | 2025-01-01
216968344 | HAIER | 1Q18FF2BE** | QS18WB2BE** | 12 | 20 | 9.5 | Yes | Both | 3 | 600 | 800 | 150 | 350 | 2025-01-01
216968345 | HAIER | 1Q24FF2BE** | QS24WB2BE** | 12 | 18 | 9.5 | Yes | Both | 3 | 600 | 800 | 150 | 350 | 2025-01-01
216968346 | HAIER | 1Q3036FF2BE** | QS30WB2BE** | 12 | 18 | 9.5 | Yes | Both | 3 | 600 | 800 | 150 | 350 | 2025-01-01
216968347 | HAIER | 1Q3036FF2BE** | QS36WB2BE** | 9.8 | 18 | 9.5 | No | N/A | 3 | 600 | 800 | 150 | 350 | 2025-01-01
215876548 | HAIER | 1Q09RT2BE** | QS09WP2BE** | 12.5 | 27 | 11 | Yes | Both | 4 | 700 | 900 | 150 | 350 | 2025-01-01
215876549 | HAIER | 1Q12RT2BE** | QS12WP2BE** | 12.5 | 25 | 11 | Yes | Both | 4 | 700 | 900 | 150 | 350 | 2025-01-01
215876550 | HAIER | 1Q18RT2BE** | QS18WP2BE** | 12 | 20.5 | 10 | Yes | Both | 4 | 700 | 900 | 150 | 350 | 2025-01-01
206551254 | HAIER | 1U12TE2VHA* | AW12TE2VHA* | 11 | 21.5 | 9 | No | N/A | 3 | 600 | 800 | 150 | 350 | 2025-01-01
215564827 | HAIER | 1Q09TE1BE** | QS09WB1BE** | 12 | 20 | 9.5 | Yes | Both | 3 | 600 | 800 | 150 | 350 | 2025-01-01
215564828 | HAIER | 1Q12TE1BE** | QS12WB1BE** | 12 | 20 | 9.5 | Yes | No | 3 | 600 | 800 | 150 | 350 | 2025-01-01
211727008 | HAIER | 1U24LP2HD** | USYM24UCDD** | 9.5 | 16.5 | 8.1 | Yes | Yes | 1 | 400 | 600 | 100 | 300 | 2025-01-01
211727009 | HAIER | 1U3036LP2HD** | USYM30UCDD** | 9 | 15.2 | 9 | Yes | Yes | 2 | 500 | 700 | 100 | 300 | 2025-01-01
212409472 | HAIER | 1U09EH2HE** | USYM09UCDSA* | 11.5 | 18 | 9.5 | Yes | Yes | 3 | 600 | 800 | 150 | 350 | 2025-01-01
212409473 | HAIER | 1U12EH2HE** | USYM12UCDSA* | 11.7 | 18 | 8.5 | Yes | No | 2 | 500 | 700 | 100 | 300 | 2025-01-01
212409474 | HAIER | 1U18EH2HE** | USYM18UCDSA* | 10.5 | 16.2 | 8.1 | No | N/A | 1 | 400 | 600 | 100 | 300 | 2025-01-01
212409447 | HAIER | 1U09EH2HE** | AW09EH2HE** | 16 | 30 | 14 | Yes | Both | 4 | 700 | 900 | 150 | 350 | 2025-01-01
212409448 | HAIER | 1U12EH2HE** | AW12EH2HE** | 15 | 27.5 | 12.5 | Yes | Both | 4 | 700 | 900 | 150 | 350 | 2025-01-01
212409449 | HAIER | 1U18EH2HE** | AW18EH2HE** | 13 | 23 | 12 | Yes | Both | 4 | 700 | 900 | 150 | 350 | 2025-01-01
212409450 | HAIER | 1U09EH2HE** | USYF09UCDWA* | 11 | 20 | 8.5 | No | N/A | 2 | 500 | 700 | 100 | 300 | 2025-01-01
212409451 | HAIER | 1U12EH2HE** | USYF12UCDWA* | 12.5 | 20 | 8.5 | Yes | No | 2 | 500 | 700 | 100 | 300 | 2025-01-01
212409452 | HAIER | 1U18EH2HE** | USYF18UCDWA* | 10 | 17 | 8.5 | No | N/A | 2 | 500 | 700 | 100 | 300 | 2025-01-01
212409453 | HAIER | 1U09EH2HE** | AB09SC2VHA | 10.5 | 20 | 8.2 | No | N/A | 1 | 400 | 600 | 100 | 300 | 2025-01-01
212409454 | HAIER | 1U12EH2HE** | AB12SC2VHA | 12.5 | 20.5 | 8.5 | Yes | Both | 2 | 500 | 700 | 100 | 300 | 2025-01-01
211729105 | HAIER | 1U4248LP2HD** | USYM42UCDD** | 7.8 | 15.2 | 8.7 | Yes | Yes | 2 | 500 | 700 | 100 | 300 | 2025-01-01
211729106 | HAIER | 1U4248LP2HD** | USYM48UCDD** | 7.3 | 15.2 | 8.8 | Yes | Yes | 2 | 500 | 700 | 100 | 300 | 2025-01-01
211744600 | HAIER | 1U24LP2HD** | USYL24UCDD** | 11 | 19 | 8.6 | Yes | Yes | 2 | 500 | 700 | 100 | 300 | 2025-01-01
211744601 | HAIER | 1U24LP2HD** | AW24TL2HF** | 11 | 21 | 10 | Yes | Yes | 4 | 700 | 900 | 150 | 350 | 2025-01-01
211744602 | HAIER | 1U3036LP2HD** | USYL30UCDD** | 10.6 | 18 | 9.2 | Yes | Yes | 3 | 600 | 800 | 150 | 350 | 2025-01-01
211744603 | HAIER | 1U3036LP2HD** | AW30TL2HF** | 8.8 | 19 | 9 | Yes | Yes | 3 | 600 | 800 | 150 | 350 | 2025-01-01
211744604 | HAIER | 1U3036LP2HD** | USYL36UCDD** | 9.5 | 18 | 9 | Yes | Yes | 3 | 600 | 800 | 150 | 350 | 2025-01-01
211744605 | HAIER | 1U4248LP2HD** | USYL42UCDD** | 8.7 | 18 | 8.5 | Yes | Yes | 2 | 500 | 700 | 100 | 300 | 2025-01-01
211744606 | HAIER | 1U3036LP2HD** | AW36TL2HF** | 8.2 | 18 | 9 | Yes | Yes | 3 | 600 | 800 | 150 | 350 | 2025-01-01
211744607 | HAIER | 1U4248LP2HD** | USYL48UCDD** | 8 | 17 | 8.5 | No | N/A | 2 | 500 | 700 | 100 | 300 | 2025-01-01
211709317 | HAIER | 1U09AP2HD** | AW09AP2HD** | 14.5 | 23.5 | 9.6 | Yes | Both | 3 | 600 | 800 | 150 | 350 | 2025-01-01
211709318 | HAIER | 1U12AP2HD** | AW12AP2HD** | 12.5 | 23 | 10.5 | Yes | Both | 4 | 700 | 900 | 150 | 350 | 2025-01-01
211709319 | HAIER | 1U15AP2HD** | AW15AP2HD** | 12.5 | 21.5 | 9.6 | Yes | Both | 3 | 600 | 800 | 150 | 350 | 2025-01-01
211709320 | HAIER | 1U18AP2HD** | AW18AP2HD** | 12.5 | 21 | 9.6 | Yes | Both | 3 | 600 | 800 | 150 | 350 | 2025-01-01
211709321 | HAIER | 1U24AP2HD** | AW24AP2HD** | 12.5 | 20 | 9.6 | Yes | Both | 3 | 600 | 800 | 150 | 350 | 2025-01-01
207769097 | HAIER | 1U24TL2HF** | AW24TL2HF** | 11 | 20 | 9.5 | Yes | Yes | 3 | 600 | 800 | 150 | 350 | 2025-01-01
207769098 | HAIER | 1U3036TL2HF** | AW30TL2HF** | 9.5 | 18 | 9 | Yes | Yes | 3 | 600 | 800 | 150 | 350 | 2025-01-01
210715479 | HAIER | 1U09TE2HD** | AW09TC2HD** | 11 | 19 | 9 | No | N/A | 3 | 600 | 800 | 150 | 350 | 2025-01-01
209938278 | HAIER | 1U18TE2HD** | AW18TC2HD** | 11 | 19 | 9 | No | N/A | 3 | 600 | 800 | 150 | 350 | 2025-01-01
209938279 | HAIER | 1U24TE2HD** | AW24TC2HD** | 9.5 | 19 | 9 | No | N/A | 3 | 600 | 800 | 150 | 350 | 2025-01-01
215864436 | HAVELLS | GSSHAX7644 |  | 12 | 22 | 10 | Yes | Yes | 4 | 700 | 900 | 150 | 350 | 2025-01-01
215588561 | HAVELLS | GSSHAX7641 |  | 12.3 | 22 | 10 | Yes | Yes | 4 | 700 | 900 | 150 | 350 | 2025-01-01
215588562 | HAVELLS | GSSHAX7642 |  | 12.5 | 23 | 10 | Yes | Yes | 4 | 700 | 900 | 150 | 350 | 2025-01-01
215588563 | HAVELLS | GSSHAX7643 |  | 12.3 | 23 | 10 | Yes | Yes | 4 | 700 | 900 | 150 | 350 | 2025-01-01
217005370 | HAVELLS | GHS12H5RWAHD05 | GHS12H5RWAHD05 | 12 | 22.5 | 9.7 | No | N/A | 3 | 600 | 800 | 150 | 350 | 2025-01-01
215412990 | HAVELLS | GOS18V0RWAHD05 | GOS18V0RWAHD05 | 12.1 | 23 | 9.1 | No | N/A | 3 | 600 | 800 | 150 | 350 | 2025-01-01
212510995 | HAXXAIR | HVHM-42T2D |  | 10 | 18 | 8.8 | No | N/A | 2 | 500 | 700 | 100 | 300 | 2025-01-01
216707866 | HAXXAIR | HVHMZ-18V2D |  | 12 | 17.5 | 9.4 | Yes | Both | 3 | 600 | 800 | 150 | 350 | 2025-01-01
216707869 | HAXXAIR | HVHMZ-27V2D |  | 11.5 | 18 | 8.8 | Yes | Both | 2 | 500 | 700 | 100 | 300 | 2025-01-01
216707874 | HAXXAIR | HVHMZ-36V2D |  | 12.85 | 19 | 9 | Yes | Both | 3 | 600 | 800 | 150 | 350 | 2025-01-01
216707871 | HAXXAIR | HVHMZ-42V2D |  | 11.35 | 18 | 8.8 | Yes | Both | 2 | 500 | 700 | 100 | 300 | 2025-01-01
204032224 | HAXXAIR | HVHM-24T2D |  | 12.1 | 21 | 8.6 | Yes | Both | 2 | 500 | 700 | 100 | 300 | 2025-01-01
204032225 | HAXXAIR | HVHM-36T2D |  | 12 | 19.5 | 8.9 | Yes | Both | 2 | 500 | 700 | 100 | 300 | 2025-01-01
208650723 | HAXXAIR | HVHM-18T2D |  | 11.5 | 19 | 9.4 | Yes | Both | 3 | 600 | 800 | 150 | 350 | 2025-01-01
208650724 | HAXXAIR | HVHM-18T2D |  | 12.5 | 21 | 9.5 | Yes | Both | 3 | 600 | 800 | 150 | 350 | 2025-01-01
204198639 | HAXXAIR | HVHM-24T2D |  | 12.5 | 22 | 9.05 | Yes | Both | 3 | 600 | 800 | 150 | 350 | 2025-01-01
216707872 | HAXXAIR | HVHMZ-42V2D |  | 12 | 22 | 9.5 | Yes | Both | 3 | 600 | 800 | 150 | 350 | 2025-01-01
216707875 | HAXXAIR | HVHMZ-36V2D |  | 12.85 | 22 | 10 | Yes | Both | 4 | 700 | 900 | 150 | 350 | 2025-01-01
216707868 | HAXXAIR | HVHMZ-27V2D |  | 12.85 | 23 | 10 | Yes | Both | 4 | 700 | 900 | 150 | 350 | 2025-01-01
216707865 | HAXXAIR | HVHMZ-18V2D |  | 13.3 | 22 | 10 | Yes | Both | 4 | 700 | 900 | 150 | 350 | 2025-01-01
204100526 | HAXXAIR | HVHM-36T2D |  | 12.5 | 21 | 9 | Yes | Both | 3 | 600 | 800 | 150 | 350 | 2025-01-01
212510994 | HAXXAIR | HVHM-42T2D |  | 10.5 | 20 | 8.95 | No | N/A | 2 | 500 | 700 | 100 | 300 | 2025-01-01
212396481 | HAXXAIR | HVHM-42T2D |  | 10.25 | 19 | 8.88 | No | N/A | 2 | 500 | 700 | 100 | 300 | 2025-01-01
216707867 | HAXXAIR | HVHMZ-18V2D |  | 12.65 | 19.75 | 9.7 | Yes | Both | 3 | 600 | 800 | 150 | 350 | 2025-01-01
216707876 | HAXXAIR | HVHMZ-36V2D |  | 12.85 | 20.5 | 9.5 | Yes | Both | 3 | 600 | 800 | 150 | 350 | 2025-01-01
216707870 | HAXXAIR | HVHMZ-27V2D |  | 12.2 | 20.5 | 9.4 | Yes | Both | 3 | 600 | 800 | 150 | 350 | 2025-01-01
216707873 | HAXXAIR | HVHMZ-42V2D |  | 11.8 | 20 | 9.15 | Yes | Both | 3 | 600 | 800 | 150 | 350 | 2025-01-01
204032226 | HAXXAIR | HVHM-24T2D |  | 12.3 | 21.5 | 8.83 | Yes | Both | 2 | 500 | 700 | 100 | 300 | 2025-01-01
204032227 | HAXXAIR | HVHM-36T2D |  | 12.25 | 20.25 | 8.95 | Yes | Both | 2 | 500 | 700 | 100 | 300 | 2025-01-01
208650725 | HAXXAIR | HVHM-18T2D |  | 12.25 | 20 | 9.45 | Yes | Both | 3 | 600 | 800 | 150 | 350 | 2025-01-01
205921365 | HAXXAIR | HVHSC-12T2D | HAHC-12T2D | 12.5 | 20.5 | 9.5 | Yes | Both | 3 | 600 | 800 | 150 | 350 | 2025-01-01
205921366 | HAXXAIR | HVHSC-12T2D | HAHS-12T2D | 11 | 19 | 9 | No | N/A | 3 | 600 | 800 | 150 | 350 | 2025-01-01
205921367 | HAXXAIR | HVHSC-18T2D | HAHC-18T2D | 12.5 | 20.5 | 10 | Yes | Both | 4 | 700 | 900 | 150 | 350 | 2025-01-01
205921368 | HAXXAIR | HVHSC-18T2D | HAHS-18T2D | 11.4 | 19 | 9.5 | No | N/A | 3 | 600 | 800 | 150 | 350 | 2025-01-01
204628474 | HAXXAIR | HVH-09T2D | HAH-09T2D | 13.7 | 22 | 9 | Yes | Both | 3 | 600 | 800 | 150 | 350 | 2025-01-01
204628475 | HAXXAIR | HVH-12T2D | HAH-12T2D | 13 | 21 | 9.5 | Yes | No | 3 | 600 | 800 | 150 | 350 | 2025-01-01
204628476 | HAXXAIR | HVH-18T2D | HAH-18T2D | 13 | 22.5 | 8.6 | Yes | Both | 2 | 500 | 700 | 100 | 300 | 2025-01-01
204628477 | HAXXAIR | HVH-24T2D | HAH-24T2D | 12.2 | 20.5 | 8.6 | Yes | Both | 2 | 500 | 700 | 100 | 300 | 2025-01-01
203999082 | HAXXAIR | HAH-24T2D | HVH-24T2D | 12.2 | 20.5 | 8.6 | Yes | Both | 2 | 500 | 700 | 100 | 300 | 2025-01-01
203999083 | HAXXAIR | HAH-09T2D | HVH-09T2D | 13.7 | 22 | 9 | Yes | Both | 3 | 600 | 800 | 150 | 350 | 2025-01-01
10258952 | HAXXAIR | HVH-30B2D | HAH-30B2D | 10 | 18.5 | 9 | No | N/A | 3 | 600 | 800 | 150 | 350 | 2025-01-01
216012010 | HAXXAIR | HVHZ-09V2D | HAHZ-09V2D | 13.65 | 25 | 11 | Yes | Both | 4 | 700 | 900 | 150 | 350 | 2025-01-01
216012011 | HAXXAIR | HVHZ-12V2D | HAHZ-12V2D | 12.25 | 23 | 10 | Yes | Both | 4 | 700 | 900 | 150 | 350 | 2025-01-01
215887339 | HAXXAIR | HVHZ-09V2D | HAHZ-09V2T | 13.65 | 25 | 11 | Yes | Both | 4 | 700 | 900 | 150 | 350 | 2025-01-01
215887340 | HAXXAIR | HVHZ-12V2T | HAHZ-12V2D | 12.25 | 23 | 10 | Yes | Both | 4 | 700 | 900 | 150 | 350 | 2025-01-01
215887341 | HAXXAIR | HVHZ-18V2D | HAHZ-18V2D | 12.95 | 21 | 10 | Yes | Both | 4 | 700 | 900 | 150 | 350 | 2025-01-01
215887342 | HAXXAIR | HVHZ-24V2D | HAHZ-24V2D | 12.25 | 22.5 | 9.5 | Yes | Both | 3 | 600 | 800 | 150 | 350 | 2025-01-01
214855367 | HAXXAIR | HVHSC-24T2D | HAHS-24T2D | 10.45 | 18 | 9.5 | No | N/A | 3 | 600 | 800 | 150 | 350 | 2025-01-01
214855368 | HAXXAIR | HVHSC-36T2D | HAHS-36T2D | 10.9 | 17.5 | 9.5 | No | N/A | 3 | 600 | 800 | 150 | 350 | 2025-01-01
214855369 | HAXXAIR | HVHSC-24T2D | HAH-24T2D | 12.5 | 18.5 | 10 | Yes | Both | 4 | 700 | 900 | 150 | 350 | 2025-01-01
214855370 | HAXXAIR | HVHSC-36T2D | HAH-36T2D | 10.65 | 18 | 9.8 | No | N/A | 3 | 600 | 800 | 150 | 350 | 2025-01-01
214855371 | HAXXAIR | HVHSC-12T2D | HAH-12T2D | 13.1 | 21.5 | 9 | Yes | Both | 3 | 600 | 800 | 150 | 350 | 2025-01-01
214855372 | HAXXAIR | HVHSC-18T2D | HAH-18T2D | 13.1 | 22 | 9.6 | Yes | Both | 3 | 600 | 800 | 150 | 350 | 2025-01-01
207643066 | HEIL | DLCMHBH36DAK |  | 11.7 | 19 | 10 | Yes | No | 4 | 700 | 900 | 150 | 350 | 2025-01-01
215357275 | HEIL | D5CMHAH18CAK |  | 13 | 20 | 10 | Yes | Both | 4 | 700 | 900 | 150 | 350 | 2025-01-01
215357278 | HEIL | D5CMHAH24DAK |  | 13 | 20 | 9.5 | Yes | Both | 3 | 600 | 800 | 150 | 350 | 2025-01-01
215357284 | HEIL | D5CMHAH30EAK |  | 12.5 | 19.5 | 10.5 | Yes | Both | 4 | 700 | 900 | 150 | 350 | 2025-01-01
215357287 | HEIL | D5CMHAH36EAK |  | 12 | 19.5 | 10.5 | Yes | Both | 4 | 700 | 900 | 150 | 350 | 2025-01-01
215357290 | HEIL | D5CMHAH48FAK |  | 11.7 | 20.5 | 11 | Yes | Both | 4 | 700 | 900 | 150 | 350 | 2025-01-01
215357293 | HEIL | D5CMHAH55FAK |  | 11.7 | 20.2 | 10.7 | Yes | Both | 4 | 700 | 900 | 150 | 350 | 2025-01-01
215357296 | HEIL | D5CMRAH18CAK |  | 12 | 20 | 10 | Yes | Both | 4 | 700 | 900 | 150 | 350 | 2025-01-01
215357299 | HEIL | D5CMRAH24DAK |  | 12.5 | 21 | 9.5 | Yes | Both | 3 | 600 | 800 | 150 | 350 | 2025-01-01
215357305 | HEIL | D5CMRAH30EAK |  | 12 | 21 | 9.5 | Yes | Both | 3 | 600 | 800 | 150 | 350 | 2025-01-01
215357308 | HEIL | D5CMRAH36EAK |  | 11.7 | 20 | 9.2 | Yes | Both | 3 | 600 | 800 | 150 | 350 | 2025-01-01
215357311 | HEIL | D5CMRAH48FAK |  | 12 | 20.5 | 10.6 | Yes | Both | 4 | 700 | 900 | 150 | 350 | 2025-01-01
215357314 | HEIL | D5CMRAH55FAK |  | 10 | 18 | 9.3 | No | N/A | 3 | 600 | 800 | 150 | 350 | 2025-01-01
201835698 | HEIL | DLCMRAH27CAK |  | 11 | 20 | 8.5 | No | N/A | 2 | 500 | 700 | 100 | 300 | 2025-01-01
201835700 | HEIL | DLCMRAH36DAK |  | 10 | 18.5 | 8.7 | No | N/A | 2 | 500 | 700 | 100 | 300 | 2025-01-01
201835702 | HEIL | DLCMRAH48EAK |  | 10.1 | 18.3 | 9.6 | No | N/A | 3 | 600 | 800 | 150 | 350 | 2025-01-01
207643051 | HEIL | DLCMRBH18BAK |  | 12 | 19 | 9.8 | Yes | Both | 3 | 600 | 800 | 150 | 350 | 2025-01-01
207643054 | HEIL | DLCMHBH24CAK |  | 12.5 | 21.3 | 9.7 | Yes | Both | 3 | 600 | 800 | 150 | 350 | 2025-01-01
207643057 | HEIL | DLCMHBH30DAK |  | 12 | 20 | 9.2 | Yes | No | 3 | 600 | 800 | 150 | 350 | 2025-01-01
207643059 | HEIL | DLCMRBH36DAK |  | 11 | 20 | 9.2 | No | N/A | 3 | 600 | 800 | 150 | 350 | 2025-01-01
207643063 | HEIL | DLCMHBH48EAK |  | 11.7 | 20.9 | 9 | Yes | Both | 3 | 600 | 800 | 150 | 350 | 2025-01-01
207643069 | HEIL | DLCMRBH48EAK |  | 10.8 | 20.5 | 9.7 | No | N/A | 3 | 600 | 800 | 150 | 350 | 2025-01-01
201835696 | HEIL | DLCMRAH18BAK |  | 11.7 | 18.3 | 9 | Yes | No | 3 | 600 | 800 | 150 | 350 | 2025-01-01
207643062 | HEIL | DLCMHBH48EAK |  | 11 | 21.2 | 10 | Yes | Both | 4 | 700 | 900 | 150 | 350 | 2025-01-01
207643068 | HEIL | DLCMRBH48EAK |  | 11 | 21.1 | 9.5 | No | N/A | 3 | 600 | 800 | 150 | 350 | 2025-01-01
207643060 | HEIL | DLCMRBH36DAK |  | 10.6 | 23.1 | 9.6 | No | N/A | 3 | 600 | 800 | 150 | 350 | 2025-01-01
207643053 | HEIL | DLCMHBH24CAK |  | 12.5 | 22.3 | 9.6 | Yes | Both | 3 | 600 | 800 | 150 | 350 | 2025-01-01
207643056 | HEIL | DLCMHBH30DAK |  | 12 | 22.4 | 9.5 | Yes | No | 3 | 600 | 800 | 150 | 350 | 2025-01-01
207643050 | HEIL | DLCMRBH18BAK |  | 12.5 | 21 | 10.2 | Yes | No | 4 | 700 | 900 | 150 | 350 | 2025-01-01
201835688 | HEIL | DLCMRAH18BAK |  | 11.7 | 20.5 | 8.7 | Yes | No | 2 | 500 | 700 | 100 | 300 | 2025-01-01
201835690 | HEIL | DLCMRAH27CAK |  | 11.5 | 22 | 9.6 | Yes | Both | 3 | 600 | 800 | 150 | 350 | 2025-01-01
201835692 | HEIL | DLCMRAH36DAK |  | 10.5 | 21.4 | 8.6 | Yes | Yes | 2 | 500 | 700 | 100 | 300 | 2025-01-01
201835694 | HEIL | DLCMRAH48EAK |  | 11 | 20.5 | 8.8 | No | N/A | 2 | 500 | 700 | 100 | 300 | 2025-01-01
216765615 | HEIL | D5CMTAH18CAK |  | 11.7 | 18.5 | 9.2 | Yes | Both | 3 | 600 | 800 | 150 | 350 | 2025-01-01
216765616 | HEIL | D5CMTAH27DAK |  | 10.5 | 18.5 | 8.5 | Yes | Yes | 2 | 500 | 700 | 100 | 300 | 2025-01-01
216765617 | HEIL | D5CMTAH36EAK |  | 9.5 | 18.8 | 8.5 | Yes | Yes | 2 | 500 | 700 | 100 | 300 | 2025-01-01
216765618 | HEIL | D5CMTAH48FAK |  | 10 | 18.7 | 9.5 | Yes | Yes | 3 | 600 | 800 | 150 | 350 | 2025-01-01
215357313 | HEIL | D5CMRAH55FAK |  | 10 | 22 | 9.6 | No | N/A | 3 | 600 | 800 | 150 | 350 | 2025-01-01
215357307 | HEIL | D5CMRAH36EAK |  | 12 | 24 | 9.5 | Yes | Both | 3 | 600 | 800 | 150 | 350 | 2025-01-01
215357310 | HEIL | D5CMRAH48FAK |  | 12.5 | 24 | 10.4 | Yes | Both | 4 | 700 | 900 | 150 | 350 | 2025-01-01
215357298 | HEIL | D5CMRAH24DAK |  | 13.5 | 25 | 9.5 | Yes | Both | 3 | 600 | 800 | 150 | 350 | 2025-01-01
215357304 | HEIL | D5CMRAH30EAK |  | 13 | 25 | 10 | Yes | Both | 4 | 700 | 900 | 150 | 350 | 2025-01-01
215357292 | HEIL | D5CMHAH55FAK |  | 12 | 22.3 | 10.5 | Yes | Both | 4 | 700 | 900 | 150 | 350 | 2025-01-01
215357295 | HEIL | D5CMRAH18CAK |  | 14 | 25.2 | 9.8 | Yes | Both | 3 | 600 | 800 | 150 | 350 | 2025-01-01
215357286 | HEIL | D5CMHAH36EAK |  | 13.1 | 23.1 | 10.7 | Yes | Both | 4 | 700 | 900 | 150 | 350 | 2025-01-01
215357289 | HEIL | D5CMHAH48FAK |  | 12 | 23 | 11.3 | Yes | Both | 4 | 700 | 900 | 150 | 350 | 2025-01-01
215357277 | HEIL | D5CMHAH24DAK |  | 13 | 24 | 10 | Yes | Both | 4 | 700 | 900 | 150 | 350 | 2025-01-01
215357283 | HEIL | D5CMHAH30EAK |  | 13.2 | 24 | 10.7 | Yes | Both | 4 | 700 | 900 | 150 | 350 | 2025-01-01
215357274 | HEIL | D5CMHAH18CAK |  | 15 | 25 | 10.5 | Yes | Both | 4 | 700 | 900 | 150 | 350 | 2025-01-01
207643065 | HEIL | DLCMHBH36DAK |  | 12.5 | 20 | 9.7 | Yes | Both | 3 | 600 | 800 | 150 | 350 | 2025-01-01
213363418 | HEIL | DLCMTAH48EAK |  | 10 | 18.7 | 8.8 | Yes | Yes | 2 | 500 | 700 | 100 | 300 | 2025-01-01
213363421 | HEIL | DLCMTAH27CAK |  | 11.5 | 20 | 8.5 | No | N/A | 2 | 500 | 700 | 100 | 300 | 2025-01-01
213363424 | HEIL | DLCMTAH18BAK |  | 11.5 | 18 | 8.7 | Yes | Both | 2 | 500 | 700 | 100 | 300 | 2025-01-01
213363427 | HEIL | DLCMTAH36DAK |  | 10 | 20 | 8.5 | No | N/A | 2 | 500 | 700 | 100 | 300 | 2025-01-01
215357279 | HEIL | D5CMHAH24DAK |  | 13 | 22 | 9.75 | Yes | Both | 3 | 600 | 800 | 150 | 350 | 2025-01-01
215357276 | HEIL | D5CMHAH18CAK |  | 14 | 22.5 | 10.25 | Yes | Both | 4 | 700 | 900 | 150 | 350 | 2025-01-01
215357285 | HEIL | D5CMHAH30EAK |  | 12.85 | 21.75 | 10.6 | Yes | Both | 4 | 700 | 900 | 150 | 350 | 2025-01-01
215357288 | HEIL | D5CMHAH36EAK |  | 12.55 | 21.3 | 10.6 | Yes | Both | 4 | 700 | 900 | 150 | 350 | 2025-01-01
215357297 | HEIL | D5CMRAH18CAK |  | 13 | 22.6 | 9.9 | Yes | Both | 3 | 600 | 800 | 150 | 350 | 2025-01-01
215357294 | HEIL | D5CMHAH55FAK |  | 11.85 | 21.25 | 10.6 | Yes | Both | 4 | 700 | 900 | 150 | 350 | 2025-01-01
215357291 | HEIL | D5CMHAH48FAK |  | 11.85 | 21.75 | 11.15 | Yes | Both | 4 | 700 | 900 | 150 | 350 | 2025-01-01
215357300 | HEIL | D5CMRAH24DAK |  | 13 | 23 | 9.5 | Yes | Both | 3 | 600 | 800 | 150 | 350 | 2025-01-01
215357309 | HEIL | D5CMRAH36EAK |  | 11.85 | 22 | 9.35 | Yes | Both | 3 | 600 | 800 | 150 | 350 | 2025-01-01
215357306 | HEIL | D5CMRAH30EAK |  | 12.5 | 23 | 9.75 | Yes | Both | 3 | 600 | 800 | 150 | 350 | 2025-01-01
215357312 | HEIL | D5CMRAH48FAK |  | 12.25 | 22.5 | 10.5 | Yes | Both | 4 | 700 | 900 | 150 | 350 | 2025-01-01
215357315 | HEIL | D5CMRAH55FAK |  | 10 | 20 | 9.45 | No | N/A | 3 | 600 | 800 | 150 | 350 | 2025-01-01
201835739 | HEIL | DLCMRAH36DAK |  | 10.25 | 19.95 | 8.65 | No | N/A | 2 | 500 | 700 | 100 | 300 | 2025-01-01
201835742 | HEIL | DLCMRAH48EAK |  | 10.55 | 19.4 | 9.2 | No | N/A | 3 | 600 | 800 | 150 | 350 | 2025-01-01
207643052 | HEIL | DLCMRBH18BAK |  | 12.25 | 20 | 10 | Yes | No | 4 | 700 | 900 | 150 | 350 | 2025-01-01
207643055 | HEIL | DLCMHBH24CAK |  | 12.5 | 21.8 | 9.65 | Yes | Both | 3 | 600 | 800 | 150 | 350 | 2025-01-01
207643061 | HEIL | DLCMRBH36DAK |  | 10.8 | 21.55 | 9.4 | No | N/A | 3 | 600 | 800 | 150 | 350 | 2025-01-01
207643058 | HEIL | DLCMHBH30DAK |  | 12 | 21.2 | 9.35 | Yes | No | 3 | 600 | 800 | 150 | 350 | 2025-01-01
207643064 | HEIL | DLCMHBH48EAK |  | 11.35 | 21.05 | 9.4 | Yes | Both | 3 | 600 | 800 | 150 | 350 | 2025-01-01
207643067 | HEIL | DLCMHBH36DAK |  | 12.1 | 19.5 | 9.85 | Yes | Both | 3 | 600 | 800 | 150 | 350 | 2025-01-01
207643070 | HEIL | DLCMRBH48EAK |  | 10.9 | 20.8 | 9.6 | No | N/A | 3 | 600 | 800 | 150 | 350 | 2025-01-01
201835736 | HEIL | DLCMRAH18BAK |  | 11.7 | 19.4 | 8.85 | Yes | No | 2 | 500 | 700 | 100 | 300 | 2025-01-01
201835738 | HEIL | DLCMRAH27CAK |  | 11.25 | 21 | 9.05 | No | N/A | 3 | 600 | 800 | 150 | 350 | 2025-01-01
209270259 | HEIL | DLCSRBH09AAK | DLFCCAH09XAK | 13 | 24 | 12.4 | Yes | Both | 4 | 700 | 900 | 150 | 350 | 2025-01-01
209270260 | HEIL | DLCSRBH18AAK | DLFCCAH18XAK | 12.5 | 19.8 | 11.2 | Yes | Both | 4 | 700 | 900 | 150 | 350 | 2025-01-01
212521263 | HEIL | DLCPRAH09AAK | DLFPHBH09XAK | 12.1 | 19.5 | 12.1 | Yes | No | 4 | 700 | 900 | 150 | 350 | 2025-01-01
212521264 | HEIL | DLCPRAH12AAK | DLFPHBH12XAK | 11 | 18.2 | 10 | Yes | Both | 4 | 700 | 900 | 150 | 350 | 2025-01-01
212521287 | HEIL | DLCPRAH18AAK | DLFPHBH18XAK | 12.4 | 24.1 | 12 | Yes | Both | 4 | 700 | 900 | 150 | 350 | 2025-01-01
208447638 | HEIL | DLCSRBH12AAK | DLFSHCH12XAK | 14 | 25.5 | 10.4 | Yes | Both | 4 | 700 | 900 | 150 | 350 | 2025-01-01
208447639 | HEIL | DLCSRBH24AAK | DLFSHCH24XAK | 13 | 21.5 | 11.4 | Yes | Both | 4 | 700 | 900 | 150 | 350 | 2025-01-01
208447641 | HEIL | DLCSRBH09AAK | DLFSHCH09XAK | 16.2 | 28.1 | 11.5 | Yes | Both | 4 | 700 | 900 | 150 | 350 | 2025-01-01
208447642 | HEIL | DLCSRBH30AAK | DLFSHCH30XAK | 11.5 | 20.1 | 9 | No | N/A | 3 | 600 | 800 | 150 | 350 | 2025-01-01
208447643 | HEIL | DLCSRBH18AAK | DLFSHCH18XAK | 12.5 | 21.5 | 11.3 | Yes | Both | 4 | 700 | 900 | 150 | 350 | 2025-01-01
208447644 | HEIL | DLCSRBH12AAJ | DLFSHCH12XAJ | 13 | 23.5 | 10 | Yes | No | 4 | 700 | 900 | 150 | 350 | 2025-01-01
208447645 | HEIL | DLCSRBH06AAK | DLFSHCH06XAK | 15.8 | 26.5 | 13.6 | Yes | Both | 4 | 700 | 900 | 150 | 350 | 2025-01-01
208447718 | HEIL | DLCERBH12AAJ | DLFEHBH12XAJ | 10.3 | 20.8 | 8.7 | No | N/A | 2 | 500 | 700 | 100 | 300 | 2025-01-01
208447719 | HEIL | DLCERBH09AAJ | DLFEHBH09XAJ | 12.5 | 21.5 | 9.1 | Yes | Both | 3 | 600 | 800 | 150 | 350 | 2025-01-01
208447721 | HEIL | DLCERBH18AAK | DLFEHBH18XAK | 11 | 19.5 | 8.7 | No | N/A | 2 | 500 | 700 | 100 | 300 | 2025-01-01
208447722 | HEIL | DLCERBH30AAK | DLFEHBH30XAK | 12.2 | 21 | 8.7 | Yes | No | 2 | 500 | 700 | 100 | 300 | 2025-01-01
208447723 | HEIL | DLCERBH12AAK | DLFEHBH12XAK | 10.8 | 21.4 | 9.2 | No | N/A | 3 | 600 | 800 | 150 | 350 | 2025-01-01
208447724 | HEIL | DLCERBH09AAK | DLFEHBH09XAK | 12.6 | 21.7 | 9.4 | Yes | Both | 3 | 600 | 800 | 150 | 350 | 2025-01-01
208447725 | HEIL | DLCERBH24AAK | DLFEHBH24XAK | 9.5 | 18.5 | 8.6 | No | N/A | 2 | 500 | 700 | 100 | 300 | 2025-01-01
208101289 | HEIL | DLCLRCH58AAK | DLFLDAH58XAK | 10.3 | 17 | 8.4 | No | N/A | 1 | 400 | 600 | 100 | 300 | 2025-01-01
208101290 | HEIL | DLCLRCH58AAK | DLFLFAH58XAK | 9.8 | 19.8 | 9 | No | N/A | 3 | 600 | 800 | 150 | 350 | 2025-01-01
208102126 | HEIL | DLCSRBH30AAK11 | DLFSHBH30XAK | 12.2 | 21 | 8.7 | Yes | No | 2 | 500 | 700 | 100 | 300 | 2025-01-01
207826647 | HEIL | DLCPRBH18AAK | DLFPHBH18XAK | 15.3 | 26.3 | 15.5 | Yes | Both | 4 | 700 | 900 | 150 | 350 | 2025-01-01
207801571 | HEIL | DLCSRBH18AAK | DLFSDAH24XAK | 12.1 | 18 | 10.5 | Yes | Both | 4 | 700 | 900 | 150 | 350 | 2025-01-01
207683342 | HEIL | DLCLRCH36AAK | DLFLCBH36XAK | 9.4 | 19.2 | 8.8 | No | N/A | 2 | 500 | 700 | 100 | 300 | 2025-01-01
207683343 | HEIL | DLCLRCH36AAK | DLFLDAH36XAK | 8.8 | 15.8 | 8.8 | No | N/A | 2 | 500 | 700 | 100 | 300 | 2025-01-01
207683344 | HEIL | DLCLRCH36AAK | DLFLFAH36XAK | 8.5 | 19 | 9 | No | N/A | 3 | 600 | 800 | 150 | 350 | 2025-01-01
207683345 | HEIL | DLCLRCH48AAK | DLFLCBH48XAK | 9.5 | 18.5 | 9.8 | No | N/A | 3 | 600 | 800 | 150 | 350 | 2025-01-01
207683347 | HEIL | DLCLRCH48AAK | DLFLFAH48XAK | 9.3 | 18.9 | 10 | Yes | Yes | 4 | 700 | 900 | 150 | 350 | 2025-01-01
207683348 | HEIL | DLCSRBH24AAK | DLFSCBH24XAK | 11 | 20.5 | 11.5 | Yes | Both | 4 | 700 | 900 | 150 | 350 | 2025-01-01
207614965 | HEIL | DLCPRBH09AAK | DLFPHBH09XAK | 16 | 27 | 17.5 | Yes | Both | 4 | 700 | 900 | 150 | 350 | 2025-01-01
207614966 | HEIL | DLCPRBH12AAK | DLFPHBH12XAK | 14 | 25.3 | 11.7 | Yes | Both | 4 | 700 | 900 | 150 | 350 | 2025-01-01
207188914 | HEIL | DLCSRBH06AAK | DLFSHBH06XAK | 15 | 23.5 | 12 | Yes | Both | 4 | 700 | 900 | 150 | 350 | 2025-01-01
207188915 | HEIL | DLCSRBH30AAK | DLFSHBH30XAK | 12.2 | 21 | 8.2 | Yes | No | 1 | 400 | 600 | 100 | 300 | 2025-01-01
206350415 | HEIL | DLCSRBH09AAK | DLFSCAH09XAK | 13 | 20.5 | 10.3 | Yes | Both | 4 | 700 | 900 | 150 | 350 | 2025-01-01
206350416 | HEIL | DLCSRBH09AAK | DLFSDAH09XAK | 13.2 | 20.2 | 12 | Yes | Both | 4 | 700 | 900 | 150 | 350 | 2025-01-01
206350417 | HEIL | DLCSRBH12AAK | DLFSCAH12XAK | 12.7 | 22.3 | 10.2 | Yes | Both | 4 | 700 | 900 | 150 | 350 | 2025-01-01
206350418 | HEIL | DLCSRBH12AAK | DLFSDAH12XAK | 11.7 | 19.5 | 10 | Yes | Both | 4 | 700 | 900 | 150 | 350 | 2025-01-01
206350419 | HEIL | DLCSRBH12AAK | DLFSFAH12XAK | 13 | 23.6 | 10 | Yes | Both | 4 | 700 | 900 | 150 | 350 | 2025-01-01
206350420 | HEIL | DLCSRBH18AAK | DLFSCAH18XAK | 12.5 | 20 | 9.5 | Yes | Both | 3 | 600 | 800 | 150 | 350 | 2025-01-01
206350421 | HEIL | DLCSRBH18AAK | DLFSDAH18XAK | 11.7 | 18 | 9.5 | Yes | Both | 3 | 600 | 800 | 150 | 350 | 2025-01-01
206350422 | HEIL | DLCSRBH18AAK | DLFSFAH18XAK | 12.5 | 20.5 | 9.8 | Yes | Both | 3 | 600 | 800 | 150 | 350 | 2025-01-01
206350424 | HEIL | DLCSRBH24AAK | DLFSDAH24XAK | 12 | 19.2 | 10.5 | Yes | Both | 4 | 700 | 900 | 150 | 350 | 2025-01-01
206350425 | HEIL | DLCSRBH24AAK | DLFSFAH24XAK | 11.7 | 20.5 | 11 | Yes | Both | 4 | 700 | 900 | 150 | 350 | 2025-01-01
206361883 | HEIL | DLCSRBH12AAJ | DLFSHBH12XAJ | 12.5 | 22.7 | 10.4 | Yes | No | 4 | 700 | 900 | 150 | 350 | 2025-01-01
206361884 | HEIL | DLCSRBH09AAK | DLFSHBH09XAK | 15.8 | 26.4 | 11.6 | Yes | Both | 4 | 700 | 900 | 150 | 350 | 2025-01-01
206361885 | HEIL | DLCSRBH12AAK | DLFSHBH12XAK | 13 | 23.1 | 10.5 | Yes | Both | 4 | 700 | 900 | 150 | 350 | 2025-01-01
206361886 | HEIL | DLCSRBH18AAK | DLFSHBH18XAK | 13 | 22 | 10.6 | Yes | Both | 4 | 700 | 900 | 150 | 350 | 2025-01-01
206361887 | HEIL | DLCSRBH24AAK | DLFSHBH24XAK | 12.5 | 22.3 | 10.3 | Yes | Both | 4 | 700 | 900 | 150 | 350 | 2025-01-01
206188303 | HEIL | DLCLRBH36AAK | DLFLFAH36XAK | 8 | 17 | 8.8 | No | N/A | 2 | 500 | 700 | 100 | 300 | 2025-01-01
206188304 | HEIL | DLCLRBH36AAK | DLFLCAH36XAK | 9 | 17.6 | 9.2 | No | N/A | 3 | 600 | 800 | 150 | 350 | 2025-01-01
206188305 | HEIL | DLCLRBH36AAK | DLFLDAH36XAK | 8.8 | 15.8 | 8.8 | No | N/A | 2 | 500 | 700 | 100 | 300 | 2025-01-01
206188306 | HEIL | DLCLRBH48AAK | DLFLFAH48XAK | 9 | 18 | 9 | No | N/A | 3 | 600 | 800 | 150 | 350 | 2025-01-01
206188307 | HEIL | DLCLRBH48AAK | DLFLCAH48XAK | 9.5 | 17 | 8.8 | No | N/A | 2 | 500 | 700 | 100 | 300 | 2025-01-01
205967984 | HEIL | DLCVRAH09AAJ | DLFVHAH09XAJ | 10.1 | 17 | 9 | No | N/A | 3 | 600 | 800 | 150 | 350 | 2025-01-01
205967985 | HEIL | DLCVRAH12AAJ | DLFVHAH12XAJ | 8.8 | 17.4 | 8.7 | No | N/A | 2 | 500 | 700 | 100 | 300 | 2025-01-01
205967986 | HEIL | DLCVRAH09AAK | DLFVHAH09XAK | 10.5 | 18.5 | 8.8 | Yes | Yes | 2 | 500 | 700 | 100 | 300 | 2025-01-01
205967987 | HEIL | DLCVRAH12AAK | DLFVHAH12XAK | 8.8 | 17.6 | 8.8 | No | N/A | 2 | 500 | 700 | 100 | 300 | 2025-01-01
205967988 | HEIL | DLCVRAH18AAK | DLFVHAH18XAK | 9.9 | 18.3 | 8.7 | No | N/A | 2 | 500 | 700 | 100 | 300 | 2025-01-01
202463648 | HEIL | DLCPRAH18AAK | DLFPHAH18XAK | 14.5 | 26.2 | 12 | Yes | Both | 4 | 700 | 900 | 150 | 350 | 2025-01-01
202463649 | HEIL | DLCPRAH24AAK | DLFPHAH24XAK | 13.7 | 23.5 | 10.5 | Yes | Both | 4 | 700 | 900 | 150 | 350 | 2025-01-01
201835726 | HEIL | DLCLRAH36AAK | DLFLCAH36XAK | 9 | 17.5 | 9.3 | No | N/A | 3 | 600 | 800 | 150 | 350 | 2025-01-01
201835730 | HEIL | DLCLRAH48AAK | DLFLFAH48XAK | 9.3 | 17.8 | 9 | No | N/A | 3 | 600 | 800 | 150 | 350 | 2025-01-01
201835732 | HEIL | DLCLRAH48AAK | DLFLCAH48XAK | 9.5 | 16.8 | 9 | No | N/A | 3 | 600 | 800 | 150 | 350 | 2025-01-01
201835734 | HEIL | DLCLRAH58AAK | DLFLFAH58XAK | 9.8 | 18 | 9.4 | No | N/A | 3 | 600 | 800 | 150 | 350 | 2025-01-01
201835653 | HEIL | DLCPRAH09AAK | DLFPHAH09XAK | 15 | 26 | 12.5 | Yes | Both | 4 | 700 | 900 | 150 | 350 | 2025-01-01
201835654 | HEIL | DLCPRAH12AAK | DLFPHAH12XAK | 13.5 | 24 | 9.5 | Yes | Both | 3 | 600 | 800 | 150 | 350 | 2025-01-01
201835686 | HEIL | DLCLRAH58AAK | DLFLDAH58XAK | 9 | 15.4 | 8.4 | No | N/A | 1 | 400 | 600 | 100 | 300 | 2025-01-01
216091451 | HEIL | DLCSRBH06AAK | DHMAHBQ06XA3 | 15.8 | 26.5 | 13.6 | Yes | Both | 4 | 700 | 900 | 150 | 350 | 2025-01-01
216091466 | HEIL | DLCSRBH09AAK | DHMAHBQ09XA3 | 16.2 | 28.1 | 11.5 | Yes | Both | 4 | 700 | 900 | 150 | 350 | 2025-01-01
216091482 | HEIL | DLCSRBH12AAJ | DHMAHBQ12XA1 | 13 | 23.5 | 10 | Yes | No | 4 | 700 | 900 | 150 | 350 | 2025-01-01
216091497 | HEIL | DLCSRBH12AAK | DHMAHBQ12XA3 | 14 | 25.5 | 10.4 | Yes | Both | 4 | 700 | 900 | 150 | 350 | 2025-01-01
216091513 | HEIL | DLCSRBH18AAK | DHMAHBQ18XA3 | 12.5 | 21.5 | 11.3 | Yes | Both | 4 | 700 | 900 | 150 | 350 | 2025-01-01
216091533 | HEIL | DLCSRBH24AAK | DHMAHBQ24XA3 | 13 | 21.5 | 11.4 | Yes | Both | 4 | 700 | 900 | 150 | 350 | 2025-01-01
216091548 | HEIL | DLCSRBH30AAK | DHMAHBQ30XA3 | 11.5 | 20.1 | 9 | No | N/A | 3 | 600 | 800 | 150 | 350 | 2025-01-01
216091629 | HEIL | DLCSRBH18AAK | 40MBCQ18---3 | 12.5 | 20 | 9.5 | Yes | Both | 3 | 600 | 800 | 150 | 350 | 2025-01-01
216091644 | HEIL | DLCSRBH18AAK | 40MBFQ18---3 | 12.5 | 20.5 | 9.8 | Yes | Both | 3 | 600 | 800 | 150 | 350 | 2025-01-01
216091659 | HEIL | DLCSRBH18AAK | 40MBDQ18---3 | 11.7 | 18 | 9.5 | Yes | Both | 3 | 600 | 800 | 150 | 350 | 2025-01-01
216091671 | HEIL | DLCSRBH18AAK | 40MBDAQ18XH3 | 12.1 | 18 | 10.8 | Yes | Both | 4 | 700 | 900 | 150 | 350 | 2025-01-01
216091680 | HEIL | DLCSRBH18AAK | 40MCCAQ18XA3 | 12.5 | 19.8 | 11.2 | Yes | Both | 4 | 700 | 900 | 150 | 350 | 2025-01-01
216091697 | HEIL | DLCSRBH24AAK | 40MBCAQ24XA3 | 11 | 20.5 | 11.5 | Yes | Both | 4 | 700 | 900 | 150 | 350 | 2025-01-01
216091706 | HEIL | DLCSRBH24AAK | 40MBFQ24---3 | 11.7 | 20.5 | 11 | Yes | Both | 4 | 700 | 900 | 150 | 350 | 2025-01-01
216091715 | HEIL | DLCSRBH24AAK | 40MBDQ24---3 | 12 | 19.2 | 10.5 | Yes | Both | 4 | 700 | 900 | 150 | 350 | 2025-01-01
216091724 | HEIL | DLCSRBH24AAK | 40MBDAQ24XH3 | 12 | 19.2 | 11.1 | Yes | Both | 4 | 700 | 900 | 150 | 350 | 2025-01-01
216091735 | HEIL | DLCSRBH30AAK11 | DHMAHBQ30XA3 | 11.5 | 20.1 | 9 | No | N/A | 3 | 600 | 800 | 150 | 350 | 2025-01-01
215413253 | HEIL | D5CPRAH06AAK | D5FPHAH06XAK | 16.5 | 33.1 | 29 | Yes | Both | 4 | 700 | 900 | 150 | 350 | 2025-01-01
215413254 | HEIL | D5CPRAH09AAK | D5FPHAH09XAK | 16 | 31.5 | 21 | Yes | Both | 4 | 700 | 900 | 150 | 350 | 2025-01-01
215413255 | HEIL | D5CPRAH12AAK | D5FPHAH12XAK | 13.5 | 28 | 13.5 | Yes | Both | 4 | 700 | 900 | 150 | 350 | 2025-01-01
215413256 | HEIL | D5CPRAH18AA | D5FPHAH18XAK | 14 | 24.5 | 15.2 | Yes | Both | 4 | 700 | 900 | 150 | 350 | 2025-01-01
215413257 | HEIL | D5CSRAH30AAK | D5FSHAH30XAK | 12 | 20.5 | 9.5 | Yes | No | 3 | 600 | 800 | 150 | 350 | 2025-01-01
215413258 | HEIL | D5CSRAH36AAK | D5FSHAH36XAK | 8.7 | 19 | 8.5 | No | N/A | 2 | 500 | 700 | 100 | 300 | 2025-01-01
215413259 | HEIL | D5CERAH09AAJ | D5FEHAH09XCJ | 12.5 | 21.5 | 9.1 | Yes | Both | 3 | 600 | 800 | 150 | 350 | 2025-01-01
215413260 | HEIL | D5CERAH12AAJ | D5FEHAH12XCJ | 10 | 21.4 | 8.7 | No | N/A | 2 | 500 | 700 | 100 | 300 | 2025-01-01
215413261 | HEIL | D5CERAH09AAK | D5FEHAH09XCK | 12.6 | 21.7 | 9.4 | Yes | Both | 3 | 600 | 800 | 150 | 350 | 2025-01-01
215413262 | HEIL | D5CERAH12AAK | D5FEHAH12XCK | 10.8 | 21.4 | 9.2 | No | N/A | 3 | 600 | 800 | 150 | 350 | 2025-01-01
215413263 | HEIL | D5CERAH18AAK | D5FEHAH18XCK | 11.5 | 20.3 | 9.1 | No | N/A | 3 | 600 | 800 | 150 | 350 | 2025-01-01
215413264 | HEIL | D5CERAH24AAK | D5FEHAH24XCK | 9.5 | 18.5 | 9 | No | N/A | 3 | 600 | 800 | 150 | 350 | 2025-01-01
215413265 | HEIL | D5CERAH30AAK | D5FEHAH30XCK | 12 | 22.4 | 9 | Yes | No | 3 | 600 | 800 | 150 | 350 | 2025-01-01
215413266 | HEIL | D5CERAH36AAK | D5FEHAH36XCK | 9.4 | 19.5 | 9.1 | No | N/A | 3 | 600 | 800 | 150 | 350 | 2025-01-01
215324321 | HEIL | D5CSHAH06AAK | D5FSHAH06XAK | 18 | 25.7 | 14.8 | Yes | Both | 4 | 700 | 900 | 150 | 350 | 2025-01-01
215324322 | HEIL | D5CSHAH06AAK | D5FSOAH06XAK | 15.2 | 22 | 12 | Yes | Both | 4 | 700 | 900 | 150 | 350 | 2025-01-01
215324323 | HEIL | D5CSHAH06AAK | D5FSDAH06XAK | 14.5 | 21.5 | 13.8 | Yes | Both | 4 | 700 | 900 | 150 | 350 | 2025-01-01
215324324 | HEIL | D5CSHAH09AAK | D5FSHAH09XAK | 15.5 | 27.5 | 12.5 | Yes | Both | 4 | 700 | 900 | 150 | 350 | 2025-01-01
215324325 | HEIL | D5CSHAH09AAK | D5FSOAH12XAK | 14.7 | 24 | 12.2 | Yes | Both | 4 | 700 | 900 | 150 | 350 | 2025-01-01
215324326 | HEIL | D5CSHAH09AAK | D5FSCAH12XAK | 14 | 22.7 | 12.2 | Yes | Both | 4 | 700 | 900 | 150 | 350 | 2025-01-01
215324327 | HEIL | D5CSHAH09AAK | D5FSFAH09XAK | 15.2 | 27.3 | 10.9 | Yes | Both | 4 | 700 | 900 | 150 | 350 | 2025-01-01
215324328 | HEIL | D5CSHAH09AAK | D5FSDAH12XAK | 13.5 | 21.5 | 12.5 | Yes | Both | 4 | 700 | 900 | 150 | 350 | 2025-01-01
215324329 | HEIL | D5CSHAH09AAK | D5FSDAH12XHK | 14 | 20.6 | 13.8 | Yes | Both | 4 | 700 | 900 | 150 | 350 | 2025-01-01
215324330 | HEIL | D5CSHAH12AAK | D5FSHAH12XAK | 13.5 | 25.5 | 10.5 | Yes | Both | 4 | 700 | 900 | 150 | 350 | 2025-01-01
215324331 | HEIL | D5CSHAH12AAK | D5FSOAH12XAK | 13 | 23 | 10.2 | Yes | Both | 4 | 700 | 900 | 150 | 350 | 2025-01-01
215324332 | HEIL | D5CSHAH12AAK | D5FSCAH12XAK | 12.7 | 22.3 | 11.6 | Yes | Both | 4 | 700 | 900 | 150 | 350 | 2025-01-01
215324333 | HEIL | D5CSHAH12AAK | D5FSFAH12XAK | 12.7 | 25 | 10.6 | Yes | Both | 4 | 700 | 900 | 150 | 350 | 2025-01-01
215324334 | HEIL | D5CSHAH12AAK | D5FSDAH12XAK | 12 | 20 | 10.2 | Yes | Both | 4 | 700 | 900 | 150 | 350 | 2025-01-01
215324335 | HEIL | D5CSHAH12AAK | D5FSDAH12XHK | 12 | 20.2 | 10.6 | Yes | Both | 4 | 700 | 900 | 150 | 350 | 2025-01-01
215324336 | HEIL | D5CSHAH18AAK | D5FSHAH18XAK | 12.5 | 21.5 | 11 | Yes | Both | 4 | 700 | 900 | 150 | 350 | 2025-01-01
215324337 | HEIL | D5CSHAH18AAK | D5FSOAH18XAK | 12.5 | 20.7 | 12.2 | Yes | Both | 4 | 700 | 900 | 150 | 350 | 2025-01-01
215324338 | HEIL | D5CSHAH18AAK | D5FSCAH18XAK | 12.5 | 20 | 12.4 | Yes | Both | 4 | 700 | 900 | 150 | 350 | 2025-01-01
215324339 | HEIL | D5CSHAH18AAK | D5FSFAH16XAK | 12.5 | 20.2 | 10.3 | Yes | Both | 4 | 700 | 900 | 150 | 350 | 2025-01-01
215324340 | HEIL | D5CSHAH18AAK | D5FCFAH18XAK | 12.6 | 20.5 | 10.3 | Yes | Both | 4 | 700 | 900 | 150 | 350 | 2025-01-01
215324341 | HEIL | D5CSHAH18AAK | D5FSDAH18XAK | 12 | 18 | 10.8 | Yes | Both | 4 | 700 | 900 | 150 | 350 | 2025-01-01
215324342 | HEIL | D5CSHAH18AAK | D5FSDAH18XHK | 12.1 | 18.5 | 11.1 | Yes | Both | 4 | 700 | 900 | 150 | 350 | 2025-01-01
215324343 | HEIL | D5CSHAH24AAK | D5FSHAH24XAK | 13 | 21.2 | 13.5 | Yes | Both | 4 | 700 | 900 | 150 | 350 | 2025-01-01
215324344 | HEIL | D5CSHAH24AAK | D5FSCAH24XAK | 12 | 20.8 | 11.6 | Yes | Both | 4 | 700 | 900 | 150 | 350 | 2025-01-01
215324345 | HEIL | D5CSHAH24AAK | D5FCFAH24XAK | 12 | 20.5 | 12.1 | Yes | Both | 4 | 700 | 900 | 150 | 350 | 2025-01-01
215324346 | HEIL | D5CSHAH24AAK | D5FSDAH24XHK | 12 | 19.2 | 11.7 | Yes | Both | 4 | 700 | 900 | 150 | 350 | 2025-01-01
215324347 | HEIL | D5CSHAH33AAK | D5FSHAH33XAK | 12 | 19.6 | 10.5 | Yes | Both | 4 | 700 | 900 | 150 | 350 | 2025-01-01
215324348 | HEIL | D5CSRAH12AAJ | D5FSHAH12XAJ | 13 | 23.5 | 9.5 | Yes | No | 3 | 600 | 800 | 150 | 350 | 2025-01-01
215324349 | HEIL | D5CSRAH09AAK | D5FSHAH09XAK | 14.9 | 26 | 12.5 | Yes | Both | 4 | 700 | 900 | 150 | 350 | 2025-01-01
215324350 | HEIL | D5CSRAH09AAK | D5FSOAH12XAK | 14.4 | 22.2 | 11.8 | Yes | Both | 4 | 700 | 900 | 150 | 350 | 2025-01-01
215324351 | HEIL | D5CSRAH09AAK | D5FSCAH12XAK | 14.3 | 21.7 | 11.3 | Yes | Both | 4 | 700 | 900 | 150 | 350 | 2025-01-01
215324352 | HEIL | D5CSRAH09AAK | D5FSFAH09XAK | 16.3 | 26 | 13.9 | Yes | Both | 4 | 700 | 900 | 150 | 350 | 2025-01-01
215324353 | HEIL | D5CSRAH09AAK | D5FSDAH12XAK | 12.8 | 19.6 | 11 | Yes | Both | 4 | 700 | 900 | 150 | 350 | 2025-01-01
215324354 | HEIL | D5CSRAH09AAK | D5FSDAH12XHK | 13 | 19.8 | 11.5 | Yes | Both | 4 | 700 | 900 | 150 | 350 | 2025-01-01
215324355 | HEIL | D5CSRAH12AAK | D5FSHAH12XAK | 13.1 | 25.5 | 10.7 | Yes | Both | 4 | 700 | 900 | 150 | 350 | 2025-01-01
215324356 | HEIL | D5CSRAH12AAK | D5FSOAH12XAK | 12.3 | 22.2 | 10.1 | Yes | Both | 4 | 700 | 900 | 150 | 350 | 2025-01-01
215324357 | HEIL | D5CSRAH12AAK | D5FSCAH12XAK | 12.5 | 21.2 | 10.4 | Yes | Both | 4 | 700 | 900 | 150 | 350 | 2025-01-01
215324358 | HEIL | D5CSRAH12AAK | D5FSFAH12XAK | 12.7 | 24.7 | 11 | Yes | Both | 4 | 700 | 900 | 150 | 350 | 2025-01-01
215324359 | HEIL | D5CSRAH12AAK | D5FSDAH12XAK | 11.7 | 19 | 10.3 | Yes | Both | 4 | 700 | 900 | 150 | 350 | 2025-01-01
215324360 | HEIL | D5CSRAH12AAK | D5FSDAH12XHK | 12 | 19.5 | 10.5 | Yes | Both | 4 | 700 | 900 | 150 | 350 | 2025-01-01
215324361 | HEIL | D5CSRAH18AAK | D5FSHAH18XAK | 12.8 | 23.5 | 10.8 | Yes | Both | 4 | 700 | 900 | 150 | 350 | 2025-01-01
215324362 | HEIL | D5CSRAH18AAK | D5FSOAH18XAK | 12.5 | 22.3 | 12.2 | Yes | Both | 4 | 700 | 900 | 150 | 350 | 2025-01-01
215324363 | HEIL | D5CSRAH18AAK | D5FSCAH18XAK | 12.5 | 20.8 | 11.4 | Yes | Both | 4 | 700 | 900 | 150 | 350 | 2025-01-01
215324364 | HEIL | D5CSRAH18AAK | D5FSFAH16XAK | 12.5 | 23.9 | 13.5 | Yes | Both | 4 | 700 | 900 | 150 | 350 | 2025-01-01
215324365 | HEIL | D5CSRAH18AAK | D5FCFAH18XAK | 12.5 | 22.4 | 10.4 | Yes | Both | 4 | 700 | 900 | 150 | 350 | 2025-01-01
215324366 | HEIL | D5CSRAH18AAK | D5FSDAH18XAK | 12.5 | 20 | 10.6 | Yes | Both | 4 | 700 | 900 | 150 | 350 | 2025-01-01
215324367 | HEIL | D5CSRAH18AAK | D5FSDAH18XHK | 13.3 | 20 | 11.4 | Yes | Both | 4 | 700 | 900 | 150 | 350 | 2025-01-01
215324368 | HEIL | D5CSRAH24AAK | D5FPHAH18XAK | 14 | 23.1 | 11.7 | Yes | Both | 4 | 700 | 900 | 150 | 350 | 2025-01-01
215324369 | HEIL | D5CSRAH24AAK | D5FSCAH24XAK | 12 | 22.1 | 10.5 | Yes | Both | 4 | 700 | 900 | 150 | 350 | 2025-01-01
215324370 | HEIL | D5CSRAH24AAK | D5FCFAH24XAK | 12.2 | 21.2 | 11.1 | Yes | Both | 4 | 700 | 900 | 150 | 350 | 2025-01-01
215324371 | HEIL | D5CSRAH24AAK | D5FSDAH24XHK | 12.5 | 19 | 11 | Yes | Both | 4 | 700 | 900 | 150 | 350 | 2025-01-01
215324372 | HEIL | D5CVRAH09AAJ | D5FVHAH09XAJ | 10.1 | 18 | 9 | No | N/A | 3 | 600 | 800 | 150 | 350 | 2025-01-01
215324373 | HEIL | D5CVRAH12AAJ | D5FVHAH12XAJ | 8.8 | 19 | 9.2 | No | N/A | 3 | 600 | 800 | 150 | 350 | 2025-01-01
215324374 | HEIL | D5CVRAH09AAK | D5FVHAH09XAK | 10.9 | 19 | 9.7 | Yes | Yes | 3 | 600 | 800 | 150 | 350 | 2025-01-01
215324375 | HEIL | D5CVRAH12AAK | D5FVHAH12XAK | 8.8 | 18 | 8.8 | No | N/A | 2 | 500 | 700 | 100 | 300 | 2025-01-01
215324376 | HEIL | D5CVRAH18AAK | D5FVHAH18XAK | 9.9 | 18.3 | 8.7 | No | N/A | 2 | 500 | 700 | 100 | 300 | 2025-01-01
215324377 | HEIL | D5CVRAH24AAK | D5FVHAH24XAK | 9 | 17 | 8.5 | Yes | Yes | 2 | 500 | 700 | 100 | 300 | 2025-01-01
215333787 | HEIL | D5CVRAH09AAK | D5FVHAH09XCK | 10.9 | 19 | 9.7 | Yes | Yes | 3 | 600 | 800 | 150 | 350 | 2025-01-01
215333788 | HEIL | D5CVRAH12AAK | D5FVHAH12XCK | 8.8 | 18 | 8.8 | No | N/A | 2 | 500 | 700 | 100 | 300 | 2025-01-01
215333789 | HEIL | D5CVRAH18AAK | D5FVHAH18XCK | 9.9 | 18.3 | 8.7 | No | N/A | 2 | 500 | 700 | 100 | 300 | 2025-01-01
215333790 | HEIL | D5CVRAH24AAK | D5FVHAH24XCK | 9 | 17 | 8.5 | Yes | Yes | 2 | 500 | 700 | 100 | 300 | 2025-01-01
214389453 | HEIL | DLCPRAH12AAK | DHMPHAQ12XA3 | 13.5 | 24 | 9.5 | Yes | Both | 3 | 600 | 800 | 150 | 350 | 2025-01-01
214389454 | HEIL | DLCPRAH18AAK | DHMPHAQ18XA3 | 14.5 | 26.2 | 12 | Yes | Both | 4 | 700 | 900 | 150 | 350 | 2025-01-01
214389475 | HEIL | DLCPRBH18AAK | DHMPHAQ18XA3 | 13.5 | 23.5 | 13.5 | Yes | Both | 4 | 700 | 900 | 150 | 350 | 2025-01-01
215333785 | HEIL | D5CVRAH09AAJ | D5FVHAH09XCJ | 10.1 | 18 | 9 | No | N/A | 3 | 600 | 800 | 150 | 350 | 2025-01-01
215333786 | HEIL | D5CVRAH12AAJ | D5FVHAH12XCJ | 8.8 | 19 | 9.2 | No | N/A | 3 | 600 | 800 | 150 | 350 | 2025-01-01
201835724 | HEIL | DLCLRAH36AAK | DLFLFAH36XAK | 8 | 16 | 10 | No | N/A | 4 | 700 | 900 | 150 | 350 | 2025-01-01
213349759 | HEIL | DLCVRAH09AAK | DLFVHAH09XBK | 8.8 | 17.6 | 8.8 | No | N/A | 2 | 500 | 700 | 100 | 300 | 2025-01-01
215324378 | HEIL | D5CLHAH36AAK | D5FLCAH36XAK | 12 | 21.3 | 10.6 | Yes | Both | 4 | 700 | 900 | 150 | 350 | 2025-01-01
215324379 | HEIL | D5CLHAH36AAK | D5FCFAH36XAK | 12 | 20.2 | 10.8 | Yes | Both | 4 | 700 | 900 | 150 | 350 | 2025-01-01
215324380 | HEIL | D5CLHAH36AAK | D5FLDAH36XHK | 12 | 17.8 | 11.1 | Yes | Both | 4 | 700 | 900 | 150 | 350 | 2025-01-01
215324381 | HEIL | D5CLHAH48AAK | D5FLCAH48XAK | 10 | 18.2 | 11 | Yes | Yes | 4 | 700 | 900 | 150 | 350 | 2025-01-01
215324382 | HEIL | D5CLHAH48AAK | D5FCFAH48XAK | 9.4 | 18.7 | 10.1 | Yes | Yes | 4 | 700 | 900 | 150 | 350 | 2025-01-01
215324383 | HEIL | D5CLHAH48AAK | D5FLDAH48XHK | 10.4 | 16.8 | 10.8 | Yes | Yes | 4 | 700 | 900 | 150 | 350 | 2025-01-01
215324384 | HEIL | D5CLHAH58AAK | D5FCFAH58XAK | 9 | 18.1 | 10.7 | Yes | Yes | 4 | 700 | 900 | 150 | 350 | 2025-01-01
215324385 | HEIL | D5CLHAH58AAK | D5FLDAH58XHK | 10.2 | 15.9 | 10.4 | Yes | Yes | 2 | 500 | 700 | 100 | 300 | 2025-01-01
215324386 | HEIL | D5CLRAH36AAK | D5FLCAH36XAK | 9.7 | 20 | 10.4 | Yes | Yes | 4 | 700 | 900 | 150 | 350 | 2025-01-01
215324387 | HEIL | D5CLRAH36AAK | D5FCFAH36XAK | 10.2 | 20 | 10 | No | N/A | 4 | 700 | 900 | 150 | 350 | 2025-01-01
215324388 | HEIL | D5CLRAH36AAK | D5FLDAH36XHK | 10.2 | 18.8 | 10.2 | No | N/A | 4 | 700 | 900 | 150 | 350 | 2025-01-01
215324389 | HEIL | D5CLRAH48AAK | D5FLCAH48XAK | 9.5 | 19.1 | 9.9 | Yes | Yes | 3 | 600 | 800 | 150 | 350 | 2025-01-01
215324390 | HEIL | D5CLRAH48AAK | D5FCFAH48XAK | 9.5 | 19.9 | 10.2 | Yes | Yes | 4 | 700 | 900 | 150 | 350 | 2025-01-01
215324391 | HEIL | D5CLRAH48AAK | D5FLDAH48XHK | 10 | 17.2 | 9.8 | Yes | Yes | 3 | 600 | 800 | 150 | 350 | 2025-01-01
215324392 | HEIL | D5CLRAH58AAK | D5FCFAH58XAK | 9.6 | 19.5 | 9.5 | No | N/A | 3 | 600 | 800 | 150 | 350 | 2025-01-01
215324393 | HEIL | D5CLRAH58AAK | D5FLDAH58XHK | 10 | 17 | 9.8 | No | N/A | 3 | 600 | 800 | 150 | 350 | 2025-01-01
211132688 | HEIL | DLCSRBH18AAK | DLFSDAH18XHK | 12.1 | 18 | 10.8 | Yes | Both | 4 | 700 | 900 | 150 | 350 | 2025-01-01
211132689 | HEIL | DLCSRBH09AAK | DLFSDAH09XHK | 13.6 | 20.5 | 10 | Yes | Both | 4 | 700 | 900 | 150 | 350 | 2025-01-01
211132690 | HEIL | DLCSRBH12AAK | DLFSDAH12XHK | 12 | 20 | 9.5 | Yes | Both | 3 | 600 | 800 | 150 | 350 | 2025-01-01
211132721 | HEIL | DLCLRCH36AAK | DLFLDAH36XHK | 9.2 | 16 | 10.2 | No | N/A | 4 | 700 | 900 | 150 | 350 | 2025-01-01
211132722 | HEIL | DLCLRCH58AAK | DLFLDAH58XHK | 10.3 | 17 | 8.4 | No | N/A | 1 | 400 | 600 | 100 | 300 | 2025-01-01
211132723 | HEIL | DLCLRCH48AAK | DLFLDAH48XHK | 8.8 | 15.2 | 9.7 | Yes | Yes | 2 | 500 | 700 | 100 | 300 | 2025-01-01
211132724 | HEIL | DLCSRBH24AAK | DLFSDAH24XHK | 12 | 19.2 | 11.1 | Yes | Both | 4 | 700 | 900 | 150 | 350 | 2025-01-01
213214851 | HEIL | DLCPRBH09AAK | DLFPHAH09XAK | 14.4 | 25.5 | 15 | Yes | Both | 4 | 700 | 900 | 150 | 350 | 2025-01-01
213214852 | HEIL | DLCPRBH12AAK | DLFPHAH12XAK | 12.5 | 24 | 10.5 | Yes | Both | 4 | 700 | 900 | 150 | 350 | 2025-01-01
213214853 | HEIL | DLCPRBH18AAK | DLFPHAH18XAK | 13.5 | 23.5 | 13.5 | Yes | Both | 4 | 700 | 900 | 150 | 350 | 2025-01-01
210857437 | HEIL | DLCSRBH09AAK | DLFSOAH09XAK | 13 | 24 | 12.4 | Yes | Both | 4 | 700 | 900 | 150 | 350 | 2025-01-01
210857438 | HEIL | DLCSRBH06AAK | DLFSOAH09XAK | 14.5 | 22 | 10.8 | Yes | Both | 4 | 700 | 900 | 150 | 350 | 2025-01-01
210857439 | HEIL | DLCSRBH18AAK | DLFSOAH18XAK | 12.5 | 19.8 | 11.2 | Yes | Both | 4 | 700 | 900 | 150 | 350 | 2025-01-01
210857440 | HEIL | DLCSRBH12AAK | DLFSOAH18XAK | 13 | 23 | 10 | Yes | Both | 4 | 700 | 900 | 150 | 350 | 2025-01-01
209948194 | HEIL | DLCSRBH12AAK | DLFSFBH12XAK | 13.3 | 24.2 | 10.7 | Yes | Both | 4 | 700 | 900 | 150 | 350 | 2025-01-01
214802063 | HEMA | DS-2MS3621HC190 | DS-2MS3621HE190 | 9 | 19 | 8.5 | No | N/A | 2 | 500 | 700 | 100 | 300 | 2025-01-01
214802065 | HEMA | DS-2MS0912HC230 | DS-2MS0912HE230 | 12.5 | 23 | 9 | No | N/A | 3 | 600 | 800 | 150 | 350 | 2025-01-01
214802066 | HEMA | DS-2MS1212HC220 | DS-2MS1212HE220 | 12.5 | 22 | 9 | No | N/A | 3 | 600 | 800 | 150 | 350 | 2025-01-01
214802067 | HEMA | DS-2MS1822HC220 | DS-2MS1822HE220 | 13 | 22 | 9 | No | N/A | 3 | 600 | 800 | 150 | 350 | 2025-01-01
214802068 | HEMA | DS-2MS2422HC200 | DS-2MS2422HE200 | 12.5 | 20 | 9 | No | N/A | 3 | 600 | 800 | 150 | 350 | 2025-01-01
214728843 | Hessaire | HM18 |  | 13.3 | 22 | 10 | Yes | Both | 4 | 700 | 900 | 150 | 350 | 2025-01-01
214728844 | Hessaire | HM27 |  | 12.85 | 23 | 10 | Yes | Both | 4 | 700 | 900 | 150 | 350 | 2025-01-01
213286799 | Hessaire | H24E2 | H24E2 | 12.2 | 20.5 | 8.6 | Yes | Both | 2 | 500 | 700 | 100 | 300 | 2025-01-01
206913622 | Hessaire | H12E1 | H12E1 | 12.5 | 21.7 | 9.5 | No | N/A | 3 | 600 | 800 | 150 | 350 | 2025-01-01
206913623 | Hessaire | H18E2 | H18E2 | 13 | 22.5 | 8.6 | Yes | Both | 2 | 500 | 700 | 100 | 300 | 2025-01-01
216967948 | Hessaire | H12FB1* | H12FB1* | 12.25 | 22 | 9.5 | Yes | Both | 3 | 600 | 800 | 150 | 350 | 2025-01-01
216699366 | Hessaire | H18FB2 | H18FB2 | 12.95 | 21 | 10 | Yes | Both | 4 | 700 | 900 | 150 | 350 | 2025-01-01
216699367 | Hessaire | H24FB2 | H24FB2 | 12.25 | 22.5 | 9.5 | Yes | Both | 3 | 600 | 800 | 150 | 350 | 2025-01-01
216699368 | Hessaire | H12TT1 | H12TT1 | 10.2 | 18 | 8.5 | No | N/A | 2 | 500 | 700 | 100 | 300 | 2025-01-01
216699369 | Hessaire | H12TT2 | H12TT2 | 11.1 | 20 | 8.5 | No | N/A | 2 | 500 | 700 | 100 | 300 | 2025-01-01
216699370 | Hessaire | H18TT2 | H18TT2 | 11.95 | 21 | 9.8 | Yes | No | 3 | 600 | 800 | 150 | 350 | 2025-01-01
216699371 | Hessaire | H24TT2 | H24TT2 | 10.6 | 19.5 | 8.5 | No | N/A | 2 | 500 | 700 | 100 | 300 | 2025-01-01
215735341 | HISENSE | AMW5-42U3TQA |  | 11.35 | 18 | 8.8 | Yes | Both | 2 | 500 | 700 | 100 | 300 | 2025-01-01
215735344 | HISENSE | AMW4-36U3TQA |  | 12.85 | 19 | 9 | Yes | Both | 3 | 600 | 800 | 150 | 350 | 2025-01-01
204344212 | Hisense | AVW-36H3FH |  | 12.6 | 16.5 | 10 | No | N/A | 4 | 700 | 900 | 150 | 350 | 2025-01-01
204344213 | Hisense | AVW-48H3FH |  | 10.2 | 16.5 | 8.55 | No | N/A | 2 | 500 | 700 | 100 | 300 | 2025-01-01
215428284 | Hisense | AVW-24H3DH2H1 |  | 11.5 | 18.15 | 8.5 | No | N/A | 2 | 500 | 700 | 100 | 300 | 2025-01-01
215428285 | Hisense | AVW-36H3DH2H1 |  | 11.3 | 17 | 9 | No | N/A | 3 | 600 | 800 | 150 | 350 | 2025-01-01
215428286 | Hisense | AVW-48H3DH2H1 |  | 9.3 | 17 | 8.5 | No | N/A | 2 | 500 | 700 | 100 | 300 | 2025-01-01
215731791 | HISENSE | AMW2-18U3TJA |  | 12 | 17.5 | 9.4 | Yes | Both | 3 | 600 | 800 | 150 | 350 | 2025-01-01
215735550 | HISENSE | AMW3-27U3TQA |  | 11.5 | 18 | 8.8 | Yes | Both | 2 | 500 | 700 | 100 | 300 | 2025-01-01
216472833 | HISENSE | AMO2-18U3T25U |  | 12 | 17.5 | 9.4 | Yes | Both | 3 | 600 | 800 | 150 | 350 | 2025-01-01
216472834 | HISENSE | AMO5-45U3T25U |  | 11.35 | 18 | 8.8 | Yes | Both | 2 | 500 | 700 | 100 | 300 | 2025-01-01
216472841 | HISENSE | AMO3-27U3T25U |  | 11.5 | 18 | 8.8 | Yes | Both | 2 | 500 | 700 | 100 | 300 | 2025-01-01
216472837 | HISENSE | AMO4-36U3T25U |  | 12.85 | 19 | 9 | Yes | Both | 3 | 600 | 800 | 150 | 350 | 2025-01-01
203446790 | HISENSE | AMW3-24U3SAA |  | 12.1 | 21 | 8.6 | Yes | Both | 2 | 500 | 700 | 100 | 300 | 2025-01-01
203459336 | HISENSE | AMW4-36U3STA |  | 12 | 19.5 | 8.9 | Yes | Both | 2 | 500 | 700 | 100 | 300 | 2025-01-01
204344214 | Hisense | AVW-60H3FH |  | 9.2 | 16 | 9 | No | N/A | 3 | 600 | 800 | 150 | 350 | 2025-01-01
204816625 | HISENSE | AMW2-18U3SFA |  | 11.5 | 19 | 9.4 | Yes | Both | 3 | 600 | 800 | 150 | 350 | 2025-01-01
205123811 | HISENSE | AMW5-42U3STA |  | 10 | 18 | 8.8 | No | N/A | 2 | 500 | 700 | 100 | 300 | 2025-01-01
216618247 | Hisense | AVW-36F3DAH2 |  | 12.5 | 17.5 | 10.1 | No | N/A | 4 | 700 | 900 | 150 | 350 | 2025-01-01
216618250 | Hisense | AVW-48F3DAH2 |  | 12 | 17 | 10.1 | No | N/A | 4 | 700 | 900 | 150 | 350 | 2025-01-01
216618253 | Hisense | AVW-60F3DAH2 |  | 10.5 | 17 | 10.1 | No | N/A | 4 | 700 | 900 | 150 | 350 | 2025-01-01
216618254 | Hisense | AVW-60F3DAH2 |  | 11 | 21.5 | 11 | No | N/A | 4 | 700 | 900 | 150 | 350 | 2025-01-01
216618251 | Hisense | AVW-48F3DAH2 |  | 12 | 22 | 10.8 | No | N/A | 4 | 700 | 900 | 150 | 350 | 2025-01-01
216618248 | Hisense | AVW-36F3DAH2 |  | 13 | 23 | 10.8 | No | N/A | 4 | 700 | 900 | 150 | 350 | 2025-01-01
205123812 | HISENSE | AMW5-42U3STA |  | 10.5 | 20 | 8.95 | No | N/A | 2 | 500 | 700 | 100 | 300 | 2025-01-01
204816953 | HISENSE | AMW2-18U3SFA |  | 12.5 | 21 | 9.5 | Yes | Both | 3 | 600 | 800 | 150 | 350 | 2025-01-01
204344215 | Hisense | AVW-36H3FH |  | 14.2 | 19.5 | 10.4 | No | N/A | 4 | 700 | 900 | 150 | 350 | 2025-01-01
204344216 | Hisense | AVW-48H3FH |  | 12.6 | 18.5 | 10 | No | N/A | 4 | 700 | 900 | 150 | 350 | 2025-01-01
204344217 | Hisense | AVW-60H3FH |  | 10 | 18 | 10 | No | N/A | 4 | 700 | 900 | 150 | 350 | 2025-01-01
203978137 | HISENSE | AMW3-24U3SAA |  | 12.5 | 22 | 9.05 | Yes | Both | 3 | 600 | 800 | 150 | 350 | 2025-01-01
203978166 | HISENSE | AMW4-36U3STA |  | 12.5 | 21 | 9 | Yes | Both | 3 | 600 | 800 | 150 | 350 | 2025-01-01
216472838 | HISENSE | AMO4-36U3T25U |  | 12.85 | 22 | 10 | Yes | Both | 4 | 700 | 900 | 150 | 350 | 2025-01-01
216472835 | HISENSE | AMO5-45U3T25U |  | 12 | 22 | 9.5 | Yes | Both | 3 | 600 | 800 | 150 | 350 | 2025-01-01
216472831 | HISENSE | AMO2-18U3T25U |  | 13.3 | 22 | 10 | Yes | Both | 4 | 700 | 900 | 150 | 350 | 2025-01-01
216472832 | HISENSE | AMO3-27U3T25U |  | 12.85 | 23 | 10 | Yes | Both | 4 | 700 | 900 | 150 | 350 | 2025-01-01
215735345 | HISENSE | AMW4-36U3TQA |  | 12.85 | 22 | 10 | Yes | Both | 4 | 700 | 900 | 150 | 350 | 2025-01-01
215428287 | Hisense | AVW-24H3DH2H1 |  | 12 | 18.15 | 9 | No | N/A | 3 | 600 | 800 | 150 | 350 | 2025-01-01
215428288 | Hisense | AVW-36H3DH2H1 |  | 12.6 | 23 | 9.35 | No | N/A | 3 | 600 | 800 | 150 | 350 | 2025-01-01
215428289 | Hisense | AVW-48H3DH2H1 |  | 12 | 23.3 | 9 | No | N/A | 3 | 600 | 800 | 150 | 350 | 2025-01-01
214728292 | HISENSE | AMW2-18U3TJA |  | 13.3 | 22 | 10 | Yes | Both | 4 | 700 | 900 | 150 | 350 | 2025-01-01
214728293 | HISENSE | AMW3-27U3TQA |  | 12.85 | 23 | 10 | Yes | Both | 4 | 700 | 900 | 150 | 350 | 2025-01-01
213369557 | Hisense | AVW-28H3FH2 |  | 11.5 | 18.7 | 8.65 | No | N/A | 2 | 500 | 700 | 100 | 300 | 2025-01-01
215735342 | HISENSE | AMW5-42U3TQA |  | 12 | 22 | 9.5 | Yes | Both | 3 | 600 | 800 | 150 | 350 | 2025-01-01
215735343 | HISENSE | AMW5-42U3TQA |  | 11.8 | 20 | 9.15 | Yes | Both | 3 | 600 | 800 | 150 | 350 | 2025-01-01
213369558 | Hisense | AVW-28H3FH2 |  | 11.3 | 17.3 | 8.2 | No | N/A | 1 | 400 | 600 | 100 | 300 | 2025-01-01
215428298 | Hisense | AVW-24H3DH2H1 |  | 11.75 | 18.15 | 8.75 | No | N/A | 2 | 500 | 700 | 100 | 300 | 2025-01-01
215428299 | Hisense | AVW-36H3DH2H1 |  | 11.95 | 17 | 9.2 | No | N/A | 3 | 600 | 800 | 150 | 350 | 2025-01-01
215428300 | Hisense | AVW-48H3DH2H1 |  | 10.65 | 17 | 8.75 | No | N/A | 2 | 500 | 700 | 100 | 300 | 2025-01-01
215735551 | HISENSE | AMW3-27U3TQA |  | 12.2 | 20.5 | 9.4 | Yes | Both | 3 | 600 | 800 | 150 | 350 | 2025-01-01
215735346 | HISENSE | AMW4-36U3TQA |  | 12.85 | 20.5 | 9.5 | Yes | Both | 3 | 600 | 800 | 150 | 350 | 2025-01-01
215735549 | HISENSE | AMW2-18U3TJA |  | 12.65 | 19.75 | 9.7 | Yes | Both | 3 | 600 | 800 | 150 | 350 | 2025-01-01
216472836 | HISENSE | AMO5-45U3T25U |  | 11.8 | 20 | 9.15 | Yes | Both | 3 | 600 | 800 | 150 | 350 | 2025-01-01
216472839 | HISENSE | AMO4-36U3T25U |  | 12.85 | 20.5 | 9.5 | Yes | Both | 3 | 600 | 800 | 150 | 350 | 2025-01-01
216472840 | HISENSE | AMO2-18U3T25U |  | 12.65 | 19.75 | 9.7 | Yes | Both | 3 | 600 | 800 | 150 | 350 | 2025-01-01
216472842 | HISENSE | AMO3-27U3T25U |  | 12.2 | 20.5 | 9.4 | Yes | Both | 3 | 600 | 800 | 150 | 350 | 2025-01-01
203978167 | HISENSE | AMW3-24U3SAA |  | 12.3 | 21.5 | 8.83 | Yes | Both | 2 | 500 | 700 | 100 | 300 | 2025-01-01
203978168 | HISENSE | AMW4-36U3STA |  | 12.25 | 20.25 | 8.95 | Yes | Both | 2 | 500 | 700 | 100 | 300 | 2025-01-01
204816954 | HISENSE | AMW2-18U3SFA |  | 12.25 | 20 | 9.45 | Yes | Both | 3 | 600 | 800 | 150 | 350 | 2025-01-01
205013598 | Hisense | AVW-36H3FH |  | 13.4 | 18 | 10.2 | No | N/A | 4 | 700 | 900 | 150 | 350 | 2025-01-01
205013599 | Hisense | AVW-48H3FH |  | 11.4 | 17.5 | 9.28 | No | N/A | 3 | 600 | 800 | 150 | 350 | 2025-01-01
205013600 | Hisense | AVW-60H3FH |  | 9.6 | 17 | 9.5 | No | N/A | 3 | 600 | 800 | 150 | 350 | 2025-01-01
205123813 | HISENSE | AMW5-42U3STA |  | 10.25 | 19 | 8.88 | No | N/A | 2 | 500 | 700 | 100 | 300 | 2025-01-01
216618249 | Hisense | AVW-36F3DAH2 |  | 12.75 | 20.25 | 10.45 | No | N/A | 4 | 700 | 900 | 150 | 350 | 2025-01-01
216618252 | Hisense | AVW-48F3DAH2 |  | 12 | 19.5 | 10.45 | No | N/A | 4 | 700 | 900 | 150 | 350 | 2025-01-01
216618255 | Hisense | AVW-60F3DAH2 |  | 10.75 | 19.25 | 10.55 | No | N/A | 4 | 700 | 900 | 150 | 350 | 2025-01-01
217106868 | HISENSE | AO-09U3R25E | AS-09U3RHB25E | 12.5 | 22.5 | 9 | Yes | No | 3 | 600 | 800 | 150 | 350 | 2025-01-01
217106869 | HISENSE | AO-12U3R25E | AS-12U3RHB25E | 10 | 20 | 9 | No | N/A | 3 | 600 | 800 | 150 | 350 | 2025-01-01
217106870 | HISENSE | AO-18U3R25E | AS-18U3RHB25E | 11.95 | 20 | 9.8 | Yes | No | 3 | 600 | 800 | 150 | 350 | 2025-01-01
217106871 | HISENSE | AO-24U3R25E | AS-24U3RHB25E | 10.6 | 19.5 | 9 | No | N/A | 3 | 600 | 800 | 150 | 350 | 2025-01-01
217106873 | HISENSE | AO-36U3R25E | AS-36U3RHB25E | 9.45 | 20 | 8.4 | No | N/A | 1 | 400 | 600 | 100 | 300 | 2025-01-01
217117996 | HISENSE | AS-15UW3TBW00 | AS-15UW3TBW**00 | 13.65 | 25.6 | 11.1 | Yes | Both | 4 | 700 | 900 | 150 | 350 | 2025-01-01
217080954 | HISENSE | AO-12U3T25U | ASU-12U3THB25U-B | 12.25 | 23 | 9.5 | No | N/A | 3 | 600 | 800 | 150 | 350 | 2025-01-01
217080955 | HISENSE | AO-09U3T25U | ASU-09U3THB25U-B | 13.65 | 25 | 11 | No | N/A | 4 | 700 | 900 | 150 | 350 | 2025-01-01
217080956 | HISENSE | AST-09UW3RGU00 | AST-09UW3RGU**00 | 12.5 | 22.5 | 9 | Yes | No | 3 | 600 | 800 | 150 | 350 | 2025-01-01
217080957 | HISENSE | AST-18UW3RXW00 | AST-18UW3RXW**00 | 11.95 | 20 | 9.8 | Yes | No | 3 | 600 | 800 | 150 | 350 | 2025-01-01
217080958 | HISENSE | AST-12UW3RGU00 | AST-12UW3RGU**00 | 10 | 20 | 9 | No | N/A | 3 | 600 | 800 | 150 | 350 | 2025-01-01
217080959 | HISENSE | AST-24UW3RBW00 | AST-24UW3RBW**00 | 10.6 | 19.5 | 9 | No | N/A | 3 | 600 | 800 | 150 | 350 | 2025-01-01
217080952 | HISENSE | AO-24U3T25U | ASU-24U3THB25U-B | 12.25 | 22.5 | 9.5 | No | N/A | 3 | 600 | 800 | 150 | 350 | 2025-01-01
217080953 | HISENSE | AO-18U3T25U | ASU-18U3THB25U-B | 12.1 | 21 | 9.5 | No | N/A | 3 | 600 | 800 | 150 | 350 | 2025-01-01
216441724 | HISENSE | AUW-18U3TJ1 | ADT-18UX3TGM1 | 11.7 | 19 | 9 | Yes | Both | 3 | 600 | 800 | 150 | 350 | 2025-01-01
216441750 | HISENSE | AUW-24U3TK1 | ADT-24UX3TFM1 | 11.7 | 19 | 9.5 | Yes | Both | 3 | 600 | 800 | 150 | 350 | 2025-01-01
216598645 | HISENSE | AO-24U3R25SS | AS-24U3RDL25SS | 10.6 | 19.5 | 8.5 | No | N/A | 2 | 500 | 700 | 100 | 300 | 2025-01-01
216741714 | HISENSE | AO-09U3T25P | AS-09U3THB25P | 18.35 | 32 | 11.8 | Yes | Both | 4 | 700 | 900 | 150 | 350 | 2025-01-01
216741715 | HISENSE | AO-12U3T25P | AS-12U3THB25P | 15.35 | 30 | 11.8 | Yes | Both | 4 | 700 | 900 | 150 | 350 | 2025-01-01
216626014 | HISENSE | AST-12UW3RGEPR | AST-12UW3RGE**PR | 11.1 | 21 | 8.5 | No | N/A | 2 | 500 | 700 | 100 | 300 | 2025-01-01
216498630 | HISENSE | AOU-09U3T25U | ADU-09U3T25U | 11.7 | 19.5 | 9.5 | Yes | Both | 3 | 600 | 800 | 150 | 350 | 2025-01-01
216498631 | HISENSE | AOU-12U3T25U | ADU-12U3T25U | 11.7 | 19.5 | 9.5 | Yes | Both | 3 | 600 | 800 | 150 | 350 | 2025-01-01
216498632 | HISENSE | AOU-09U3T25U | ACU-09U3T25U | 12 | 20 | 9.5 | Yes | Both | 3 | 600 | 800 | 150 | 350 | 2025-01-01
216498633 | HISENSE | AOU-12U3T25U | ACU-12U3T25U | 12 | 20 | 9.5 | Yes | Both | 3 | 600 | 800 | 150 | 350 | 2025-01-01
216498634 | HISENSE | AOU-18U3T25U | ACU-18U3T25U | 12 | 20 | 10 | Yes | Both | 4 | 700 | 900 | 150 | 350 | 2025-01-01
216498635 | HISENSE | AOU-24U3T25U | ACU-24U3T25U | 12 | 20 | 10.5 | Yes | Both | 4 | 700 | 900 | 150 | 350 | 2025-01-01
216498636 | HISENSE | AOU-36U3T25U | AD-36U3T25U | 11.7 | 18.5 | 9 | Yes | Both | 3 | 600 | 800 | 150 | 350 | 2025-01-01
216498637 | HISENSE | AOU-36U3T25U | AC-36U3T25U | 12 | 19.5 | 9.5 | Yes | Both | 3 | 600 | 800 | 150 | 350 | 2025-01-01
216498638 | HISENSE | AOU-18U3T25U | ADU-18U3T25U | 11.7 | 19 | 9 | Yes | Both | 3 | 600 | 800 | 150 | 350 | 2025-01-01
216498639 | HISENSE | AOU-24U3T25U | ADU-24U3T25U | 11.7 | 19 | 9.5 | Yes | Both | 3 | 600 | 800 | 150 | 350 | 2025-01-01
212621377 | HISENSE | AUW-18U3SF | AST-18UW3SBB**00 | 13.1 | 22 | 9.6 | Yes | Yes | 3 | 600 | 800 | 150 | 350 | 2025-01-01
212621378 | HISENSE | AUW-24U3SA | AST-24UW3SDB**01 | 12.45 | 20.5 | 9.3 | Yes | Yes | 3 | 600 | 800 | 150 | 350 | 2025-01-01
212621379 | HISENSE | AUW-09U3SS | AST-09UW3SVE**01 | 14 | 20 | 9.3 | Yes | Yes | 3 | 600 | 800 | 150 | 350 | 2025-01-01
212621380 | HISENSE | AUW-12U3SS | AST-12UW3SXE**01 | 13.1 | 21.5 | 9 | Yes | Yes | 3 | 600 | 800 | 150 | 350 | 2025-01-01
208193232 | HISENSE | AST-09UW3SXE01 | AST-09UW3SXE**01 | 14.5 | 25.5 | 10.5 | Yes | Both | 4 | 700 | 900 | 150 | 350 | 2025-01-01
208193233 | HISENSE | AST-12UW3SXE02 | AST-12UW3SXE**02 | 12.7 | 23.5 | 9.5 | Yes | Both | 3 | 600 | 800 | 150 | 350 | 2025-01-01
208193234 | HISENSE | AST-18UW3SBB01 | AST-18UW3SBB**01 | 13.2 | 20.5 | 9.5 | Yes | Both | 3 | 600 | 800 | 150 | 350 | 2025-01-01
208193235 | HISENSE | AS-24UW3SKK00 | AS-24UW3SKK**00 | 12.5 | 21 | 10 | Yes | Both | 4 | 700 | 900 | 150 | 350 | 2025-01-01
216775642 | HISENSE | AST-18UW3RXN00 | AST-18UW3RXN**00 | 11.95 | 21 | 9.8 | Yes | No | 3 | 600 | 800 | 150 | 350 | 2025-01-01
214097913 | HISENSE | AST-18UW3TBB00 | AST-18UW3TBB**00 | 12.95 | 21 | 10 | Yes | Both | 4 | 700 | 900 | 150 | 350 | 2025-01-01
214097914 | HISENSE | AST-18UW3TBN00 | AST-18UW3TBN**00 | 12.95 | 21 | 10 | Yes | Both | 4 | 700 | 900 | 150 | 350 | 2025-01-01
214097915 | HISENSE | AST-1824TXO | AST-1824DLSI | 12.95 | 21 | 10 | Yes | Both | 4 | 700 | 900 | 150 | 350 | 2025-01-01
216770123 | HISENSE | AS-09UW1TXETD00QC | AS-09UW1TXETD00QC | 12.25 | 22 | 9.5 | No | N/A | 3 | 600 | 800 | 150 | 350 | 2025-01-01
207641267 | HISENSE | AUW-24U3SA | AST-24UW3SDBTV01 | 12.45 | 20.5 | 9.3 | Yes | Both | 3 | 600 | 800 | 150 | 350 | 2025-01-01
207641268 | HISENSE | AUW-09U3SS | AST-09UW3SVETV01 | 14 | 20 | 9.3 | Yes | Both | 3 | 600 | 800 | 150 | 350 | 2025-01-01
207641269 | HISENSE | AUW-12U3SS | AST-12UW3SXETV01 | 13.1 | 21.5 | 9 | Yes | Both | 3 | 600 | 800 | 150 | 350 | 2025-01-01
207505678 | HISENSE | AUWR-60U3SP3 | AUH-60UX3SEH3 | 8.25 | 17 | 8.5 | No | N/A | 2 | 500 | 700 | 100 | 300 | 2025-01-01
207505679 | HISENSE | AUWR-36U3SA3 | AUH-36UX3SDH3 | 9.55 | 18 | 9 | No | N/A | 3 | 600 | 800 | 150 | 350 | 2025-01-01
207505680 | HISENSE | AUWR-48U3SP3 | AUH-48UX3SEH3 | 10.1 | 17.5 | 8.5 | No | N/A | 2 | 500 | 700 | 100 | 300 | 2025-01-01
207505685 | HISENSE | AUWR-24U3SF3 | AUH-24UX3SDH3 | 9.8 | 17 | 8.3 | No | N/A | 1 | 400 | 600 | 100 | 300 | 2025-01-01
206347235 | HISENSE | AST-09UW3SVEDC01 | AST-09UW3SVEDC01 | 13.7 | 22 | 9 | No | N/A | 3 | 600 | 800 | 150 | 350 | 2025-01-01
206347236 | HISENSE | AST-07UW3SVEDC01 | AST-07UW3SVEDC01 | 13.7 | 22 | 9 | No | N/A | 3 | 600 | 800 | 150 | 350 | 2025-01-01
205141567 | HISENSE | AUW-36U3ST1 | AUC-36UR3SHB1 | 10.65 | 18 | 9.8 | No | N/A | 3 | 600 | 800 | 150 | 350 | 2025-01-01
205141571 | HISENSE | AUW-36U3ST1 | AUD-36UX3SHH1 | 10.9 | 17.5 | 9.5 | No | N/A | 3 | 600 | 800 | 150 | 350 | 2025-01-01
205092755 | HISENSE | AS-09UW1SVG00A | AS-09UW1SVG**00A | 12.8 | 18.5 | 9 | Yes | Both | 3 | 600 | 800 | 150 | 350 | 2025-01-01
205092756 | HISENSE | AS-12UW1SXE00A | AS-12UW1SXE**00A | 12.5 | 21.7 | 9.5 | Yes | No | 3 | 600 | 800 | 150 | 350 | 2025-01-01
205092757 | HISENSE | AS-12UW1SXG00A | AS-12UW1SXG**00A | 12.5 | 21.7 | 9.5 | Yes | No | 3 | 600 | 800 | 150 | 350 | 2025-01-01
205092760 | HISENSE | AST-09UW3SVE01A | AST-09UW3SVE**01A | 13.7 | 22 | 9 | No | N/A | 3 | 600 | 800 | 150 | 350 | 2025-01-01
205092761 | HISENSE | AST-09UW3SVG01A | AST-09UW3SVG**01A | 13.7 | 22 | 9 | Yes | Both | 3 | 600 | 800 | 150 | 350 | 2025-01-01
205092762 | HISENSE | AST-12UW3SXG01A | AST-12UW3SXG**01A | 13 | 21 | 9.5 | Yes | No | 3 | 600 | 800 | 150 | 350 | 2025-01-01
205092763 | HISENSE | AST-18UW3SBN00A | AST-18UW3SBN**00A | 13 | 22.5 | 9.2 | Yes | Both | 3 | 600 | 800 | 150 | 350 | 2025-01-01
205092764 | HISENSE | AST-18UW3SBB00A | AST-18UW3SBB**00A | 13 | 22.5 | 9.2 | No | N/A | 3 | 600 | 800 | 150 | 350 | 2025-01-01
205092765 | HISENSE | AST-24UW3SDB01A | AST-24UW3SDB**01A | 12.2 | 20.5 | 8.6 | Yes | Both | 2 | 500 | 700 | 100 | 300 | 2025-01-01
205092766 | HISENSE | AST-24UW3SDN01A | AST-24UW3SDN**01A | 12.2 | 20.5 | 8.6 | Yes | Both | 2 | 500 | 700 | 100 | 300 | 2025-01-01
205092768 | HISENSE | AS-12UW3SXL00A | AS-12UW3SXL**00A | 15.4 | 23.5 | 9.8 | Yes | Both | 3 | 600 | 800 | 150 | 350 | 2025-01-01
205092769 | HISENSE | AS-09UW3SXE00B | AS-09UW3SXE**00B | 15.5 | 27.5 | 10.5 | No | N/A | 4 | 700 | 900 | 150 | 350 | 2025-01-01
205092770 | HISENSE | AS-12UW3SXA00A | AS-12UW3SXA**00A | 15.4 | 23.5 | 9.35 | Yes | Both | 3 | 600 | 800 | 150 | 350 | 2025-01-01
205092777 | HISENSE | AS-18UW3SBB00A | AS-18UW3SBB**00A | 13 | 22.5 | 8.6 | No | N/A | 2 | 500 | 700 | 100 | 300 | 2025-01-01
205092781 | HISENSE | AS-24UW3SDB00A | AS-24UW3SDB**00A | 12.2 | 20.5 | 8.6 | No | N/A | 2 | 500 | 700 | 100 | 300 | 2025-01-01
205092782 | HISENSE | AST-12UW3SXE01A | AST-12UW3SXE**01A | 13 | 21 | 9.5 | Yes | No | 3 | 600 | 800 | 150 | 350 | 2025-01-01
205013613 | HISENSE | AUW-18U3SF | ACT-18UR3SGB | 12.5 | 20.5 | 10 | Yes | Both | 4 | 700 | 900 | 150 | 350 | 2025-01-01
205013614 | HISENSE | AUW-18U3SF | ADT-18UX3SCL | 11.4 | 19 | 9.5 | No | N/A | 3 | 600 | 800 | 150 | 350 | 2025-01-01
204976792 | HISENSE | AUW-12U3SS | ADT-12UX3SBL | 11 | 19 | 9 | No | N/A | 3 | 600 | 800 | 150 | 350 | 2025-01-01
204976793 | HISENSE | AUW-12U3SS | ACT-12UR3SCA | 12.5 | 20.5 | 9.5 | Yes | Both | 3 | 600 | 800 | 150 | 350 | 2025-01-01
204976869 | HISENSE | AUW-24U3SA | ADT-24UX3SLM | 10.45 | 18 | 9.5 | No | N/A | 3 | 600 | 800 | 150 | 350 | 2025-01-01
204835478 | HISENSE | AUW-09U3SS | ACT-09UR3SCA | 12.85 | 20.5 | 10 | Yes | Both | 4 | 700 | 900 | 150 | 350 | 2025-01-01
204835479 | HISENSE | AUW-09U3SS | ADT-09UX3SBL | 12 | 18 | 9 | Yes | Both | 3 | 600 | 800 | 150 | 350 | 2025-01-01
205092754 | HISENSE | AS-09UW1SVE00A | AS-09UW1SVE**00A | 12.8 | 18.5 | 9 | No | N/A | 3 | 600 | 800 | 150 | 350 | 2025-01-01
203376852 | HISENSE | AS-12UW3SXL00 | AS-12UW3SXL**00 | 15.4 | 23.5 | 9.8 | Yes | Both | 3 | 600 | 800 | 150 | 350 | 2025-01-01
203377293 | HISENSE | AS-09UW1SVE00 | AS-09UW1SVE**00 | 12.8 | 18.5 | 9 | Yes | Both | 3 | 600 | 800 | 150 | 350 | 2025-01-01
203377559 | HISENSE | AS-09UW1SVG00 | AS-09UW1SVG**00 | 12.8 | 18.5 | 9 | Yes | Both | 3 | 600 | 800 | 150 | 350 | 2025-01-01
203377564 | HISENSE | AS-12UW1SXE00 | AS-12UW1SXE**00 | 12.5 | 21.7 | 9.5 | Yes | No | 3 | 600 | 800 | 150 | 350 | 2025-01-01
203377565 | HISENSE | AS-12UW1SXG00 | AS-12UW1SXG**00 | 12.5 | 21.7 | 9.5 | Yes | No | 3 | 600 | 800 | 150 | 350 | 2025-01-01
203377929 | HISENSE | AST-09UW3SVE01 | AST-09UW3SVE**01 | 13.7 | 22 | 9 | Yes | Both | 3 | 600 | 800 | 150 | 350 | 2025-01-01
203378161 | HISENSE | AST-09UW3SVG01 | AST-09UW3SVG**01 | 13.7 | 22 | 9 | Yes | Both | 3 | 600 | 800 | 150 | 350 | 2025-01-01
203378193 | HISENSE | AST-12UW3SXE01 | AST-12UR3SXE**01 | 13 | 21 | 9.5 | Yes | No | 3 | 600 | 800 | 150 | 350 | 2025-01-01
203378232 | HISENSE | AST-12UW3SXG01 | AST-12UW3SXG**01 | 13 | 21 | 9.5 | Yes | No | 3 | 600 | 800 | 150 | 350 | 2025-01-01
203378282 | HISENSE | AST-18UW3SBN00 | AST-18UW3SBN**00 | 13 | 22.5 | 9.2 | Yes | Both | 3 | 600 | 800 | 150 | 350 | 2025-01-01
203378283 | HISENSE | AST-18UW3SBB00 | AST-18UW3SBB**00 | 13 | 22.5 | 8.6 | Yes | Both | 2 | 500 | 700 | 100 | 300 | 2025-01-01
203383847 | HISENSE | AST-24UW3SDB01 | AST-24UW3SDB**01 | 12.2 | 20.5 | 8.6 | Yes | Both | 2 | 500 | 700 | 100 | 300 | 2025-01-01
203383848 | HISENSE | AST-24UW3SDN01 | AST-24UW3SDN**01 | 12.2 | 20.5 | 8.6 | Yes | Both | 2 | 500 | 700 | 100 | 300 | 2025-01-01
203403711 | HISENSE | AST-07UW3SVG01 | AST-07UW3SVG**01 | 13.7 | 22 | 9 | No | N/A | 3 | 600 | 800 | 150 | 350 | 2025-01-01
202911535 | HISENSE | AMW4-36U3STA | AST-09UW3SVE**00 | 12.5 | 21 | 9 | Yes | Both | 3 | 600 | 800 | 150 | 350 | 2025-01-01
203167189 | HISENSE | AUW-24U3SA | ACT-24UR3SGB | 12.5 | 18.5 | 10 | Yes | Both | 4 | 700 | 900 | 150 | 350 | 2025-01-01
202864314 | HISENSE | AMW3-24U3SAA | AST-07UW3SVE**00 | 12.5 | 22 | 9.05 | Yes | Both | 3 | 600 | 800 | 150 | 350 | 2025-01-01
201910439 | HISENSE | AS-09UW3SVE | AS-09UW3SVE** | 13.7 | 22 | 8.5 | No | N/A | 2 | 500 | 700 | 100 | 300 | 2025-01-01
201910443 | HISENSE | AS-12UW3SXE | AS-12UW3SXE** | 13 | 21 | 9 | No | N/A | 3 | 600 | 800 | 150 | 350 | 2025-01-01
201912599 | HISENSE | AS-18UW3SBB | AS-18UW3SBB** | 13 | 22.5 | 8.6 | No | N/A | 2 | 500 | 700 | 100 | 300 | 2025-01-01
201981253 | HISENSE | AS-09UW3SXE00 | AS-09UW3SXE**00 | 15.5 | 27.5 | 10.5 | Yes | Both | 4 | 700 | 900 | 150 | 350 | 2025-01-01
201981254 | HISENSE | AS-12UW3SXA00 | AS-12UW3SXA**00 | 15.4 | 23.5 | 9.8 | Yes | Both | 3 | 600 | 800 | 150 | 350 | 2025-01-01
10227716 | HISENSE | AS-30UR3SDK | AS-30UR3SDKDK | 10 | 18.5 | 9 | No | N/A | 3 | 600 | 800 | 150 | 350 | 2025-01-01
10227717 | HISENSE | AS-30UR3SDK | AS-30UR3SDKVT | 10 | 18.5 | 9 | No | N/A | 3 | 600 | 800 | 150 | 350 | 2025-01-01
214604194 | HISENSE | AST-24UW3RBB00 | AST-24UW3RBB**00 | 10.6 | 19.5 | 8.5 | No | N/A | 2 | 500 | 700 | 100 | 300 | 2025-01-01
214604195 | HISENSE | AST-18UR3RXN00 | AST-18UR3RXN**00 | 11.95 | 21 | 9.8 | Yes | No | 3 | 600 | 800 | 150 | 350 | 2025-01-01
214604196 | HISENSE | AST-24UW3RBN00 | AST-24UW3RBN**00 | 10.6 | 19.5 | 8.5 | No | N/A | 2 | 500 | 700 | 100 | 300 | 2025-01-01
10102524 | HISENSE | AS-09UR3SXE00 | AS-09UR3SXE**00 | 15.5 | 27.5 | 10.5 | Yes | Both | 4 | 700 | 900 | 150 | 350 | 2025-01-01
10102525 | HISENSE | AS-12UR3SXA00 | AS-12UR3SXA**00 | 15.4 | 23.5 | 9.8 | Yes | Both | 3 | 600 | 800 | 150 | 350 | 2025-01-01
10268751 | HISENSE | AS-09UR3SXE00 | AS-09UR3SXETG00 | 15.5 | 27.5 | 10 | Yes | Both | 4 | 700 | 900 | 150 | 350 | 2025-01-01
10268752 | HISENSE | AS-09UR3SXE00 | AS-09UR3SXETQ00 | 15.5 | 27.5 | 10.5 | No | N/A | 4 | 700 | 900 | 150 | 350 | 2025-01-01
10268753 | HISENSE | AS-09UR3SXE00 | AS-09UR3SXEDJ00 | 15.5 | 27.5 | 10.5 | No | N/A | 4 | 700 | 900 | 150 | 350 | 2025-01-01
10268754 | HISENSE | AS-09UR3SXE00 | AS-09UR3SXEDK00 | 15.5 | 27.5 | 10.5 | No | N/A | 4 | 700 | 900 | 150 | 350 | 2025-01-01
10268755 | HISENSE | AS-09UR3SXE00 | AS-09UR3SXETE00 | 15.5 | 27.5 | 10.5 | No | N/A | 4 | 700 | 900 | 150 | 350 | 2025-01-01
10268756 | HISENSE | AS-12UR3SXA00 | AS-12UR3SXATG00 | 15.4 | 23.5 | 9.8 | No | N/A | 3 | 600 | 800 | 150 | 350 | 2025-01-01
10268757 | HISENSE | AS-12UR3SXA00 | AS-12UR3SXADK00 | 15.4 | 23.5 | 9.8 | No | N/A | 3 | 600 | 800 | 150 | 350 | 2025-01-01
10268758 | HISENSE | AS-12UR3SXA00 | AS-12UR3SXATQ00 | 15.4 | 23.5 | 9.8 | No | N/A | 3 | 600 | 800 | 150 | 350 | 2025-01-01
10268759 | HISENSE | AS-12UR3SXA00 | AS-12UR3SXATE00 | 15.4 | 23.5 | 9.8 | No | N/A | 3 | 600 | 800 | 150 | 350 | 2025-01-01
10268760 | HISENSE | AS-12UR3SXA00 | AS-12UR3SXADJ00 | 15.4 | 23.5 | 9.8 | No | N/A | 3 | 600 | 800 | 150 | 350 | 2025-01-01
215297769 | HISENSE | AST-12UW3RGE00 | AST-12UW3RGE**00 | 11.1 | 20 | 8.5 | No | N/A | 2 | 500 | 700 | 100 | 300 | 2025-01-01
215297772 | HISENSE | AST-09UW3RGG00 | AST-09UW3RGG**00 | 12.95 | 23 | 9.5 | Yes | No | 3 | 600 | 800 | 150 | 350 | 2025-01-01
215297773 | HISENSE | AST-12UW3RGG00 | AST-12UW3RGG**00 | 11.1 | 20 | 8.5 | No | N/A | 2 | 500 | 700 | 100 | 300 | 2025-01-01
215297768 | HISENSE | AST-09UW3RGE00 | AST-09UW3RGE**00 | 12.95 | 23 | 9.5 | Yes | No | 3 | 600 | 800 | 150 | 350 | 2025-01-01
216739752 | HISENSE | AS-09UW3TBW00 | AS-09UW3TBW**00 | 18.35 | 32 | 11.8 | Yes | Both | 4 | 700 | 900 | 150 | 350 | 2025-01-01
216739753 | HISENSE | AS-12UW3TBW00 | AS-12UW3TBW**00 | 15.35 | 30 | 11.8 | Yes | Both | 4 | 700 | 900 | 150 | 350 | 2025-01-01
206347232 | HISENSE | AS-12UW3SXADL | AS-12UW3SXADL | 15.4 | 23.5 | 9.35 | Yes | Both | 3 | 600 | 800 | 150 | 350 | 2025-01-01
10238763 | HISENSE | AS-24UW3SDB | AS-24UW3SDB** | 12.2 | 20.5 | 8.6 | No | N/A | 2 | 500 | 700 | 100 | 300 | 2025-01-01
10238764 | HISENSE | AS-30UW3SDK | AS-30UW3SDK** | 10 | 18.5 | 9 | No | N/A | 3 | 600 | 800 | 150 | 350 | 2025-01-01
205092773 | HISENSE | AS-30UW3SDK00A | AS-30UW3SDK**00A | 10 | 18.5 | 9 | No | N/A | 3 | 600 | 800 | 150 | 350 | 2025-01-01
205092775 | HISENSE | AS-09UW3SVE00A | AS-09UW3SVE**00A | 13.7 | 22 | 8.5 | No | N/A | 2 | 500 | 700 | 100 | 300 | 2025-01-01
8819818 | HISENSE | AS-09UR3SVE | AS-09UR3SVETG | 13.7 | 22 | 8.5 | No | N/A | 2 | 500 | 700 | 100 | 300 | 2025-01-01
8819819 | HISENSE | AS-12UR3SXE | AS-12UR3SXETG | 13 | 21 | 9.5 | No | N/A | 3 | 600 | 800 | 150 | 350 | 2025-01-01
8819821 | HISENSE | AS-18UR3SBB | AS-18UR3SBBTG | 13 | 22.5 | 8.6 | No | N/A | 2 | 500 | 700 | 100 | 300 | 2025-01-01
8819830 | HISENSE | AS-24UR3SDB | AS-24UR3SDBTG | 12.2 | 20.5 | 8.6 | No | N/A | 2 | 500 | 700 | 100 | 300 | 2025-01-01
8819831 | HISENSE | AS-30UR3SDK | AS-30UR3SDKVQ | 10 | 18.5 | 9 | No | N/A | 3 | 600 | 800 | 150 | 350 | 2025-01-01
206347237 | HISENSE | AST-12UW3SXEDL01 | AST-12UW3SXEDL01 | 13 | 21 | 9.5 | Yes | No | 3 | 600 | 800 | 150 | 350 | 2025-01-01
206347238 | HISENSE | AST-18UW3SBBDC00 | AST-18UW3SBBDC00 | 13 | 22.5 | 8.6 | Yes | Yes | 2 | 500 | 700 | 100 | 300 | 2025-01-01
206347239 | HISENSE | AST-18UW3SBBDL00 | AST-18UW3SBBDL00 | 13 | 22.5 | 8.6 | Yes | Yes | 2 | 500 | 700 | 100 | 300 | 2025-01-01
214604193 | HISENSE | AST-18UW3RXB00 | AST-18UW3RXB**00 | 11.95 | 21 | 9.8 | Yes | No | 3 | 600 | 800 | 150 | 350 | 2025-01-01
216566120 | HISENSE | AOU-09U3T25U | AST-1224DLSI | 12 | 22 | 10.5 | Yes | Yes | 4 | 700 | 900 | 150 | 350 | 2025-01-01
216566121 | HISENSE | AOU-12U3T25U | AST-1224DLSI | 12 | 22 | 10.5 | Yes | Yes | 4 | 700 | 900 | 150 | 350 | 2025-01-01
216566122 | HISENSE | AOU-18U3T25U | AST-1824DLSI | 12 | 21 | 10 | Yes | No | 4 | 700 | 900 | 150 | 350 | 2025-01-01
216566123 | HISENSE | AOU-24U3T25U | AST-2424DLSI | 12 | 21 | 10 | Yes | No | 4 | 700 | 900 | 150 | 350 | 2025-01-01
216566124 | HISENSE | AOU-36U3T25U | AS-36UW3TWHTU00 | 12 | 20 | 10 | Yes | No | 4 | 700 | 900 | 150 | 350 | 2025-01-01
215540517 | HISENSE | AUW-36U3TW1 | AS-36UW3TWHTU00 | 12 | 20 | 10 | No | N/A | 4 | 700 | 900 | 150 | 350 | 2025-01-01
216054319 | HISENSE | AUW-36U3TW1 | AUD-36UX3TEH1 | 11.7 | 18.5 | 9 | Yes | Both | 3 | 600 | 800 | 150 | 350 | 2025-01-01
216054320 | HISENSE | AUW-36U3TW1 | AUC-36UR3TKA1 | 12 | 19.5 | 9.5 | Yes | Both | 3 | 600 | 800 | 150 | 350 | 2025-01-01
216030254 | HISENSE | AO-18U3R25SS | AS-18U3RDL25SS | 11.95 | 20 | 9.8 | Yes | No | 3 | 600 | 800 | 150 | 350 | 2025-01-01
216030255 | HISENSE | AO-09U3R25SS | AS-09U3RDL25SS | 12.95 | 20 | 9.5 | Yes | No | 3 | 600 | 800 | 150 | 350 | 2025-01-01
216030256 | HISENSE | AO-12U3R25SS | AS-12U3RDL25SS | 11.1 | 20 | 8.5 | No | N/A | 2 | 500 | 700 | 100 | 300 | 2025-01-01
216021122 | HISENSE | AUW-36U3TW1(JCH) | AS-36UW3TWHTU00 | 12 | 20 | 10 | Yes | Both | 4 | 700 | 900 | 150 | 350 | 2025-01-01
216010668 | HISENSE | AST-09UW3SVG01B | AST-09UW3SVG**01B | 13.7 | 22 | 9 | Yes | Both | 3 | 600 | 800 | 150 | 350 | 2025-01-01
216010669 | HISENSE | AST-12UW3SXG01B | AST-12UW3SXG**01B | 13 | 21 | 9.5 | Yes | No | 3 | 600 | 800 | 150 | 350 | 2025-01-01
216010670 | HISENSE | AST-18UW3SBN00B | AST-18UW3SBN**00B | 13 | 22.5 | 9.2 | Yes | Both | 3 | 600 | 800 | 150 | 350 | 2025-01-01
216010671 | HISENSE | AST-24UW3SDN01B | AST-24UW3SDN**01B | 12.2 | 20.5 | 8.6 | Yes | Both | 2 | 500 | 700 | 100 | 300 | 2025-01-01
215743599 | HISENSE | AUW-18U3TJ1 | AST-18UW3TBBDN00A | 12 | 21 | 10 | Yes | Both | 4 | 700 | 900 | 150 | 350 | 2025-01-01
215818502 | HISENSE | AST-24UW3TKW00 | AST-24UW3TKW**00 | 12.25 | 22.5 | 9.5 | Yes | Both | 3 | 600 | 800 | 150 | 350 | 2025-01-01
216407989 | HISENSE | AST-09UW3TXU00 | AST-09UW3TXU**00 | 13.65 | 25 | 11 | Yes | Both | 4 | 700 | 900 | 150 | 350 | 2025-01-01
216409116 | HISENSE | AO-09U3T25U | ASU-09U3THB25U | 13.65 | 25 | 11 | Yes | Both | 4 | 700 | 900 | 150 | 350 | 2025-01-01
216019252 | HISENSE | AUW-18U3TJ1 | ACT-18UR3TJA1 | 12 | 20 | 10 | Yes | Both | 4 | 700 | 900 | 150 | 350 | 2025-01-01
216019253 | HISENSE | AUW-24U3TK1 | ACT-24UR3TJA1 | 12 | 20 | 10.5 | Yes | Both | 4 | 700 | 900 | 150 | 350 | 2025-01-01
216019254 | HISENSE | AST-12UW3TXU00 | AST-12UW3TXU**00 | 12.25 | 23 | 9.5 | Yes | Both | 3 | 600 | 800 | 150 | 350 | 2025-01-01
215449560 | HISENSE | AUW-09U3TS1 | ADT-09UX3TBL1 | 11.7 | 19.5 | 9.5 | Yes | Both | 3 | 600 | 800 | 150 | 350 | 2025-01-01
215449561 | HISENSE | AUW-12U3TS1 | ADT-12UX3TBL1 | 11.7 | 19.5 | 9.5 | Yes | Both | 3 | 600 | 800 | 150 | 350 | 2025-01-01
215449564 | HISENSE | AUW-09U3TS1 | ACT-09UR3TCA1 | 12 | 20 | 9.5 | Yes | Both | 3 | 600 | 800 | 150 | 350 | 2025-01-01
215449565 | HISENSE | AUW-12U3TS1 | ACT-12UR3TCA1 | 12 | 20 | 9.5 | Yes | Both | 3 | 600 | 800 | 150 | 350 | 2025-01-01
215445538 | HISENSE | AS-36UW3RKZ00 | AS-36UW3RKZ**00 | 9.45 | 20 | 8.4 | No | N/A | 1 | 400 | 600 | 100 | 300 | 2025-01-01
215439624 | HISENSE | AUW-09U3TS1 | AST-12UW3TXEDN00A | 12 | 22 | 10.5 | Yes | Yes | 4 | 700 | 900 | 150 | 350 | 2025-01-01
215439625 | HISENSE | AUW-12U3TS1 | AST-12UW3TXEDN00A | 12 | 22 | 10.5 | Yes | Yes | 4 | 700 | 900 | 150 | 350 | 2025-01-01
215441402 | HISENSE | AUW-48U3TH1(JCH) | AUD-48UX3TEH1(JCH ) | 10.7 | 19.5 | 9.5 | Yes | Yes | 3 | 600 | 800 | 150 | 350 | 2025-01-01
215441403 | HISENSE | AUW-36U3TW1(JCH) | AUD-36UX3TEH1(JCH ) | 11.7 | 18.5 | 9 | Yes | Both | 3 | 600 | 800 | 150 | 350 | 2025-01-01
215441419 | HISENSE | AUW-48U3TH1(JCH) | AUC-48UR3TKA1(JCH) | 12 | 20 | 9.5 | Yes | Both | 3 | 600 | 800 | 150 | 350 | 2025-01-01
215441420 | HISENSE | AUW-36U3TW1(JCH) | AUC-36UR3TKA1(JCH) | 12 | 19.5 | 9.5 | Yes | Both | 3 | 600 | 800 | 150 | 350 | 2025-01-01
216017245 | HISENSE | AUW-24U3TK1 | AST-24UW3TKBDN00A | 12 | 21 | 10 | No | N/A | 4 | 700 | 900 | 150 | 350 | 2025-01-01
216370234 | HISENSE | AST-18UW3TBW00 | AST-18UW3TBW**00 | 12.1 | 21 | 9.5 | Yes | Both | 3 | 600 | 800 | 150 | 350 | 2025-01-01
216370235 | HISENSE | AO-24U3T25U | ASU-24U3THB25U | 12.25 | 22.5 | 9.5 | Yes | Both | 3 | 600 | 800 | 150 | 350 | 2025-01-01
216370236 | HISENSE | AO-18U3T25U | ASU-18U3THB25U | 12.1 | 21 | 9.5 | Yes | Both | 3 | 600 | 800 | 150 | 350 | 2025-01-01
216370237 | HISENSE | AO-12U3T25U | ASU-12U3THB25U | 12.25 | 23 | 9.5 | Yes | Both | 3 | 600 | 800 | 150 | 350 | 2025-01-01
207641265 | HISENSE | AUW-36U3ST1 | AS-36UW3SDHTU00 | 10.5 | 18 | 9 | No | N/A | 3 | 600 | 800 | 150 | 350 | 2025-01-01
207641266 | HISENSE | AUW-18U3SF | AST-18UW3SBBTV00 | 13.1 | 22 | 9.6 | Yes | Both | 3 | 600 | 800 | 150 | 350 | 2025-01-01
214826536 | HISENSE | AS-09UW1TXE00 | AS-09UW1TXE**00 | 14.05 | 23 | 10 | Yes | Both | 4 | 700 | 900 | 150 | 350 | 2025-01-01
214826537 | HISENSE | AS-12UW1TXE00 | AS-12UW1TXE**00 | 12.25 | 22 | 9.5 | Yes | Both | 3 | 600 | 800 | 150 | 350 | 2025-01-01
214826538 | HISENSE | AS-09UW1TXG00 | AS-09UW1TXG**00 | 14.05 | 23 | 10 | Yes | Both | 4 | 700 | 900 | 150 | 350 | 2025-01-01
214826539 | HISENSE | AS-12UW1TXG00 | AS-12UW1TXG**00 | 12.25 | 22 | 9.5 | Yes | Both | 3 | 600 | 800 | 150 | 350 | 2025-01-01
214232471 | HISENSE | AST-12UW3TXE00 | AST-12UW3TXE**00 | 12.25 | 23 | 10 | Yes | Both | 4 | 700 | 900 | 150 | 350 | 2025-01-01
214232472 | HISENSE | AST-12UW3TXG00 | AST-12UW3TXG**00 | 12.25 | 23 | 10 | Yes | Both | 4 | 700 | 900 | 150 | 350 | 2025-01-01
214232473 | HISENSE | AST-1224TUO | AST-1224DLSI | 12.25 | 23 | 10 | Yes | Both | 4 | 700 | 900 | 150 | 350 | 2025-01-01
203845999 | HISENSE | AST-12UW3SXE01 | AST-12UW3SXE**01 | 13 | 21 | 9.5 | Yes | No | 3 | 600 | 800 | 150 | 350 | 2025-01-01
214609228 | HISENSE | AS-12UW1RGE00 | AS-12UW1RGE**00 | 10.2 | 18 | 8.5 | No | N/A | 2 | 500 | 700 | 100 | 300 | 2025-01-01
214609229 | HISENSE | AS-09UW1RGE00 | AS-09UW1RGE**00 | 12.5 | 20 | 9 | Yes | No | 3 | 600 | 800 | 150 | 350 | 2025-01-01
214609230 | HISENSE | AS-12UW1RGG00 | AS-12UW1RGG**00 | 10.2 | 18 | 8.5 | No | N/A | 2 | 500 | 700 | 100 | 300 | 2025-01-01
214609231 | HISENSE | AS-09UW1RGG00 | AS-09UW1RGG**00 | 12.5 | 20 | 9 | Yes | No | 3 | 600 | 800 | 150 | 350 | 2025-01-01
214229584 | HISENSE | AST-09UW3TXG00 | AST-09UW3TXG**00 | 13.65 | 25 | 11 | Yes | Both | 4 | 700 | 900 | 150 | 350 | 2025-01-01
214229585 | HISENSE | AST-0924TXO | AST-0924DLSI | 13.65 | 25 | 11 | Yes | Both | 4 | 700 | 900 | 150 | 350 | 2025-01-01
214081398 | HISENSE | AST-24UW3TKB00 | AST-24UW3TKB**00 | 12.25 | 22.5 | 9.5 | Yes | Both | 3 | 600 | 800 | 150 | 350 | 2025-01-01
214081399 | HISENSE | AST-24UW3TKN00 | AST-24UW3TKN**00 | 12.25 | 22.5 | 9.5 | Yes | Both | 3 | 600 | 800 | 150 | 350 | 2025-01-01
214091821 | HISENSE | AST-2424TUO | AST-2424DLSI | 12.25 | 22.5 | 9.5 | Yes | Both | 3 | 600 | 800 | 150 | 350 | 2025-01-01
213803152 | HISENSE | AST-09UW3SXEDH01 | AST-09UW3SXEDH01 | 14.5 | 25.5 | 10.5 | Yes | Both | 4 | 700 | 900 | 150 | 350 | 2025-01-01
213803153 | HISENSE | AST-12UW3SXEDH02 | AST-12UW3SXEDH02 | 12.7 | 23.5 | 9.5 | Yes | Both | 3 | 600 | 800 | 150 | 350 | 2025-01-01
213803154 | HISENSE | AST-18UW3SBBDH01 | AST-18UW3SBBDH01 | 13.2 | 20.5 | 9.5 | Yes | Both | 3 | 600 | 800 | 150 | 350 | 2025-01-01
213803155 | HISENSE | AS-24UW3SKKVT00 | AS-24UW3SKKVT00 | 12.5 | 21 | 10 | Yes | Both | 4 | 700 | 900 | 150 | 350 | 2025-01-01
213803156 | HISENSE | AS-09UW3SXETG00 | AS-09UW3SXETG00 | 15.5 | 27.5 | 10.5 | Yes | Both | 4 | 700 | 900 | 150 | 350 | 2025-01-01
213803157 | HISENSE | AS-12UW3SXATG00 | AS-12UW3SXATG00 | 15.4 | 23.5 | 9.8 | Yes | Both | 3 | 600 | 800 | 150 | 350 | 2025-01-01
213803158 | HISENSE | AST-09UW3SVEDH01 | AST-09UW3SVEDH01 | 13.7 | 22 | 9 | Yes | Both | 3 | 600 | 800 | 150 | 350 | 2025-01-01
213803159 | HISENSE | AST-12UW3SXEDH01 | AST-12UW3SXEDH01 | 13 | 21 | 9.5 | Yes | No | 3 | 600 | 800 | 150 | 350 | 2025-01-01
213803160 | HISENSE | AST-18UW3SBBDH00 | AST-18UW3SBBDH00 | 13 | 22.5 | 8.6 | Yes | Both | 2 | 500 | 700 | 100 | 300 | 2025-01-01
213803161 | HISENSE | AST-24UW3SDBDH01 | AST-24UW3SDBDH01 | 12.2 | 20.5 | 8.6 | Yes | Both | 2 | 500 | 700 | 100 | 300 | 2025-01-01
213741357 | HISENSE | AST-09UW3SVEDH01G | AST-09UW3SVEDH01 | 13.7 | 22 | 9 | Yes | Both | 3 | 600 | 800 | 150 | 350 | 2025-01-01
213741358 | HISENSE | AST-09UW3SVEDH01U | AST-09UW3SVEDH01 | 13.7 | 22 | 9 | Yes | Both | 3 | 600 | 800 | 150 | 350 | 2025-01-01
213741359 | HISENSE | AST-18UW3SBBDH00G | AST-18UW3SBBDH00 | 13 | 22.5 | 8.6 | Yes | Both | 2 | 500 | 700 | 100 | 300 | 2025-01-01
213741360 | HISENSE | AST-18UW3SBBDH00U | AST-18UW3SBBDH00 | 13 | 22.5 | 8.6 | Yes | Both | 2 | 500 | 700 | 100 | 300 | 2025-01-01
213741361 | HISENSE | AST-12UW3SXEDH01G | AST-12UW3SXEDH01 | 13 | 21 | 9.5 | Yes | No | 3 | 600 | 800 | 150 | 350 | 2025-01-01
213741362 | HISENSE | AST-12UW3SXEDH01U | AST-12UW3SXEDH01 | 13 | 21 | 9.5 | Yes | No | 3 | 600 | 800 | 150 | 350 | 2025-01-01
213741329 | HISENSE | AST-09UW3SXEDH01G | AST-09UW3SXEDH01 | 14.5 | 25.5 | 10.5 | Yes | Both | 4 | 700 | 900 | 150 | 350 | 2025-01-01
213741330 | HISENSE | AST-09UW3SXEDH01X | AST-09UW3SXEDH01 | 14.5 | 25.5 | 10.5 | Yes | Both | 4 | 700 | 900 | 150 | 350 | 2025-01-01
213741331 | HISENSE | AST-09UW3SXETD01 | AST-09UW3SXEDH01 | 14.5 | 25.5 | 10.5 | Yes | Both | 4 | 700 | 900 | 150 | 350 | 2025-01-01
213741332 | HISENSE | AST-12UW3SXEDH02G | AST-12UW3SXEDH02 | 12.7 | 23.5 | 9.5 | Yes | Both | 3 | 600 | 800 | 150 | 350 | 2025-01-01
213741333 | HISENSE | AST-12UW3SXEDH02X | AST-12UW3SXEDH02 | 12.7 | 23.5 | 9.5 | Yes | Both | 3 | 600 | 800 | 150 | 350 | 2025-01-01
213741334 | HISENSE | AST-12UW3SXETD02 | AST-12UW3SXEDH02 | 12.7 | 23.5 | 9.5 | Yes | Both | 3 | 600 | 800 | 150 | 350 | 2025-01-01
213741335 | HISENSE | AST-18UW3SBBDH01G | AST-18UW3SBBDH01 | 13.2 | 20.5 | 9.5 | Yes | Both | 3 | 600 | 800 | 150 | 350 | 2025-01-01
213741336 | HISENSE | AST-18UW3SBBDH01X | AST-18UW3SBBDH01 | 13.2 | 20.5 | 9.5 | Yes | Both | 3 | 600 | 800 | 150 | 350 | 2025-01-01
213741337 | HISENSE | AS-24UW3SKKVT00G | AS-24UW3SKKVT00 | 12.5 | 21 | 10 | Yes | Both | 4 | 700 | 900 | 150 | 350 | 2025-01-01
213741338 | HISENSE | AS-24UW3SKKVT00X | AS-24UW3SKKVT00 | 12.5 | 21 | 10 | Yes | Both | 4 | 700 | 900 | 150 | 350 | 2025-01-01
213741349 | HISENSE | AS-30UW3SDKVTE | AS-30UW3SDKVT | 10 | 18.5 | 9 | No | N/A | 3 | 600 | 800 | 150 | 350 | 2025-01-01
213741351 | HISENSE | AST-24UW3SDBDH01G | AST-24UW3SDBDH01 | 12.2 | 20.5 | 8.6 | Yes | Both | 2 | 500 | 700 | 100 | 300 | 2025-01-01
213741352 | HISENSE | AST-24UW3SDBDH01U | AST-24UW3SDBDH01 | 12.2 | 20.5 | 8.6 | Yes | Both | 2 | 500 | 700 | 100 | 300 | 2025-01-01
213741353 | HISENSE | AS-09UW3SXETG00G | AS-09UW3SXETG00 | 15.5 | 27.5 | 10.5 | Yes | Both | 4 | 700 | 900 | 150 | 350 | 2025-01-01
213741354 | HISENSE | AS-09UW3SXETG00P | AS-09UW3SXETG00 | 15.5 | 27.5 | 10.5 | Yes | Both | 4 | 700 | 900 | 150 | 350 | 2025-01-01
213741355 | HISENSE | AS-12UW3SXATG00G | AS-12UW3SXATG00 | 15.4 | 23.5 | 9.8 | Yes | Both | 3 | 600 | 800 | 150 | 350 | 2025-01-01
213741356 | HISENSE | AS-12UW3SXATG00P | AS-12UW3SXATG00 | 15.4 | 23.5 | 9.8 | Yes | Both | 3 | 600 | 800 | 150 | 350 | 2025-01-01
211717253 | HISENSE | AS-12UW3SXA**00 | AS-12UW3SXA**00 | 15.4 | 23.5 | 9.8 | Yes | Both | 3 | 600 | 800 | 150 | 350 | 2025-01-01
211717254 | HISENSE | AS-12UW3SXA** | AS-12UW3SXA**00 | 15.4 | 23.5 | 9.8 | Yes | Both | 3 | 600 | 800 | 150 | 350 | 2025-01-01
211717255 | HISENSE | AST-18UW3SBB**00 | AST-18UW3SBB**00 | 13 | 22.5 | 9.2 | No | N/A | 3 | 600 | 800 | 150 | 350 | 2025-01-01
211717256 | HISENSE | AST-12UW3SXE**01 | AST-12UW3SXE**01 | 13 | 21 | 9.5 | Yes | No | 3 | 600 | 800 | 150 | 350 | 2025-01-01
211295703 | HISENSE | AUW-36U3ST1 | AS-36UW3SDHVT00 | 10.5 | 18 | 9 | No | N/A | 3 | 600 | 800 | 150 | 350 | 2025-01-01
211302338 | HISENSE | AUW-09U3SS | AST-09UW3SVEDL01 | 14 | 20 | 9.3 | Yes | Both | 3 | 600 | 800 | 150 | 350 | 2025-01-01
211302339 | HISENSE | AUW-12U3SS | AST-12UW3SXEDL01 | 13.1 | 21.5 | 9 | Yes | Both | 3 | 600 | 800 | 150 | 350 | 2025-01-01
211302340 | HISENSE | AUW-18U3SF | AST-18UW3SBBDL00 | 13.1 | 22 | 9.6 | Yes | Both | 3 | 600 | 800 | 150 | 350 | 2025-01-01
211302341 | HISENSE | AUW-24U3SA | AST-24UW3SDBDL01 | 12.45 | 20.5 | 9.3 | Yes | Both | 3 | 600 | 800 | 150 | 350 | 2025-01-01
211455296 | HISENSE | AST-12UW3SXEDC01 | AST-12UW3SXEDC01 | 13 | 21 | 9.5 | Yes | No | 3 | 600 | 800 | 150 | 350 | 2025-01-01
214215188 | HISENSE | AST-09UW3TXE00 | AST-09UW3TXE**00 | 13.65 | 25 | 11 | Yes | Both | 4 | 700 | 900 | 150 | 350 | 2025-01-01
215827115 | Hitachi | RAM-G42N5HAA |  | 10 | 18 | 9 | No | N/A | 3 | 600 | 800 | 150 | 350 | 2025-01-01
216097709 | Hitachi | RAM-G18N2HAA |  | 12 | 18 | 9.5 | Yes | No | 3 | 600 | 800 | 150 | 350 | 2025-01-01
216097710 | Hitachi | RAM-G24N3HAA |  | 11.7 | 18 | 9.5 | Yes | Both | 3 | 600 | 800 | 150 | 350 | 2025-01-01
216097711 | Hitachi | RAM-G36N4HAA |  | 11.7 | 18 | 9 | Yes | No | 3 | 600 | 800 | 150 | 350 | 2025-01-01
206186279 | Hitachi | RAM-S18U2HLAE |  | 12 | 18 | 9.5 | No | N/A | 3 | 600 | 800 | 150 | 350 | 2025-01-01
206186280 | Hitachi | RAM-S24U3HLAE |  | 10 | 18 | 9.5 | No | N/A | 3 | 600 | 800 | 150 | 350 | 2025-01-01
206186281 | Hitachi | RAM-S36U4HLAE |  | 9 | 17 | 9 | No | N/A | 3 | 600 | 800 | 150 | 350 | 2025-01-01
206186282 | Hitachi | RAM-S42U5HLAE |  | 9 | 18 | 9.2 | No | N/A | 3 | 600 | 800 | 150 | 350 | 2025-01-01
206186275 | Hitachi | RAM-S18U2HLAE |  | 12.5 | 22 | 10.3 | Yes | No | 4 | 700 | 900 | 150 | 350 | 2025-01-01
206186276 | Hitachi | RAM-S36U4HLAE |  | 12.5 | 19 | 9.7 | Yes | No | 3 | 600 | 800 | 150 | 350 | 2025-01-01
206186277 | Hitachi | RAM-S42U5HLAE |  | 12.5 | 23 | 9 | Yes | No | 3 | 600 | 800 | 150 | 350 | 2025-01-01
206186278 | Hitachi | RAM-S24U3HLAE |  | 12.5 | 20 | 9 | Yes | No | 3 | 600 | 800 | 150 | 350 | 2025-01-01
216097706 | Hitachi | RAM-G18N2HAA |  | 12.5 | 23 | 10 | Yes | No | 4 | 700 | 900 | 150 | 350 | 2025-01-01
216097707 | Hitachi | RAM-G24N3HAA |  | 12.5 | 22 | 9.5 | Yes | Both | 3 | 600 | 800 | 150 | 350 | 2025-01-01
216097708 | Hitachi | RAM-G36N4HAA |  | 12 | 23 | 9.3 | Yes | No | 3 | 600 | 800 | 150 | 350 | 2025-01-01
215827114 | Hitachi | RAM-G42N5HAA |  | 12.5 | 23 | 9.2 | Yes | No | 3 | 600 | 800 | 150 | 350 | 2025-01-01
216618246 | Hitachi | RAC-GJ15WHAA | RAK-GJ15PHAA | 13 | 22 | 11 | Yes | Both | 4 | 700 | 900 | 150 | 350 | 2025-01-01
207656960 | HITACHI | RAS-1.0PNNBDH1 | RPK-1.0PNN1DH | 14 | 20 | 9.3 | Yes | Both | 3 | 600 | 800 | 150 | 350 | 2025-01-01
207656961 | HITACHI | RAS-1.5PNNBDH1 | RPK-1.5PNN1DH | 13.1 | 21.5 | 9 | Yes | Both | 3 | 600 | 800 | 150 | 350 | 2025-01-01
207656962 | HITACHI | RAS-2.0PNNBDH1 | RPK-2.0PNN1DH | 13.1 | 22 | 9.6 | Yes | Both | 3 | 600 | 800 | 150 | 350 | 2025-01-01
207656963 | HITACHI | RAS-3.0PNNBDH1 | RPK-3.0PNN1DH | 12.45 | 20.5 | 9.3 | Yes | Both | 3 | 600 | 800 | 150 | 350 | 2025-01-01
207656964 | HITACHI | RAS-4.0PNNBDH1 | RPK-4.0PNN1DH | 10.5 | 18 | 9 | No | N/A | 3 | 600 | 800 | 150 | 350 | 2025-01-01
207200481 | Hitachi | RAC-PH09WHLAE | RAS-PH09PHLAE | 13.2 | 20 | 11.2 | Yes | No | 4 | 700 | 900 | 150 | 350 | 2025-01-01
207200482 | Hitachi | RAC-PH12WHLAE | RAS-PH12PHLAE | 13 | 20.5 | 10.9 | Yes | No | 4 | 700 | 900 | 150 | 350 | 2025-01-01
207200483 | Hitachi | RAC-PH24WHLAE | RAS-PH24PHLAE | 13.2 | 20 | 10.5 | Yes | No | 4 | 700 | 900 | 150 | 350 | 2025-01-01
207200484 | Hitachi | RAC-PH18WHLAE | RAS-PH18PHLAE | 13.5 | 20.5 | 10.5 | Yes | No | 4 | 700 | 900 | 150 | 350 | 2025-01-01
206907172 | Hitachi | RAC-SH09WHLAE | RAS-SH09RHLAE | 14 | 20.5 | 10.3 | Yes | No | 4 | 700 | 900 | 150 | 350 | 2025-01-01
206907173 | Hitachi | RAC-SH12WHLAE | RAS-SH12RHLAE | 12.5 | 20 | 10.2 | Yes | No | 4 | 700 | 900 | 150 | 350 | 2025-01-01
206907174 | Hitachi | RAC-EH36WHLAE | RAS-EH36PHLAE | 8.3 | 18 | 8.2 | No | N/A | 1 | 400 | 600 | 100 | 300 | 2025-01-01
206750851 | HITACHI | RAS-1.0PNNBDH1 | RCIM-1.0PNN1DH | 12.85 | 20.5 | 10 | Yes | Both | 4 | 700 | 900 | 150 | 350 | 2025-01-01
206750852 | HITACHI | RAS-1.0PNNBDH1 | RPIL-1.0PNN1DH | 12 | 18 | 9 | Yes | Both | 3 | 600 | 800 | 150 | 350 | 2025-01-01
206750853 | HITACHI | RAS-1.5PNNBDH1 | RCIM-1.5PNN1DH | 12.5 | 20.5 | 9.5 | Yes | Both | 3 | 600 | 800 | 150 | 350 | 2025-01-01
206750854 | HITACHI | RAS-1.5PNNBDH1 | RPIL-1.5PNN1DH | 11 | 19 | 9 | No | N/A | 3 | 600 | 800 | 150 | 350 | 2025-01-01
206750855 | HITACHI | RAS-2.0PNNBDH1 | RCI-2.0PNN1DH | 12.5 | 20.5 | 10 | Yes | Both | 4 | 700 | 900 | 150 | 350 | 2025-01-01
206750856 | HITACHI | RAS-2.0PNNBDH1 | RPIL-2.0PNN1DH | 11.4 | 19 | 9.5 | No | N/A | 3 | 600 | 800 | 150 | 350 | 2025-01-01
206750857 | HITACHI | RAS-3.0PNNBDH1 | RCI-3.0PNN1DH | 12.5 | 18.5 | 10 | Yes | Both | 4 | 700 | 900 | 150 | 350 | 2025-01-01
206750858 | HITACHI | RAS-3.0PNNBDH1 | RPIM-3.0PNN1DH | 10.45 | 18 | 9.5 | No | N/A | 3 | 600 | 800 | 150 | 350 | 2025-01-01
206750859 | HITACHI | RAS-4.0PNNBDH1 | RCI-4.0PNN1DH | 10.65 | 18 | 9.8 | No | N/A | 3 | 600 | 800 | 150 | 350 | 2025-01-01
206750860 | HITACHI | RAS-4.0PNNBDH1 | RPIM-4.0PNN1DH | 10.9 | 17.5 | 9.5 | No | N/A | 3 | 600 | 800 | 150 | 350 | 2025-01-01
206143035 | Hitachi | RAC-EH09WHLAB | RAS-EH09PHLAB | 12.5 | 19 | 9.4 | No | N/A | 3 | 600 | 800 | 150 | 350 | 2025-01-01
206143036 | Hitachi | RAC-EH09WHLAE | RAS-EH09RHLAE | 12.5 | 19 | 9.4 | No | N/A | 3 | 600 | 800 | 150 | 350 | 2025-01-01
206143037 | Hitachi | RAC-EH12WHLAB | RAS-EH12PHLAB | 9.8 | 17.5 | 9.3 | No | N/A | 3 | 600 | 800 | 150 | 350 | 2025-01-01
206143038 | Hitachi | RAC-EH12WHLAE | RAS-EH12RHLAE | 9.8 | 17.5 | 9.3 | No | N/A | 3 | 600 | 800 | 150 | 350 | 2025-01-01
206143039 | Hitachi | RAC-EH18WHLAE | RAS-EH18RHLAE | 9 | 17 | 8.7 | No | N/A | 2 | 500 | 700 | 100 | 300 | 2025-01-01
206143040 | Hitachi | RAC-EH24WHLAE | RAS-EH24RHLAE | 9 | 18 | 8.2 | No | N/A | 1 | 400 | 600 | 100 | 300 | 2025-01-01
206143041 | Hitachi | RAC-SH18WHLAE | RAS-SH18RHLAE | 12.5 | 22.5 | 9.2 | Yes | No | 3 | 600 | 800 | 150 | 350 | 2025-01-01
206143042 | Hitachi | RAC-SH24WHLAE | RAS-SH24RHLAE | 12.5 | 20.5 | 9.7 | Yes | No | 3 | 600 | 800 | 150 | 350 | 2025-01-01
216759655 | Hitachi | RAC-DJ09WHAA | RAK-DJ09RHAA | 13 | 20 | 9.2 | Yes | No | 3 | 600 | 800 | 150 | 350 | 2025-01-01
216759656 | Hitachi | RAC-DJ12WHAA | RAK-DJ12RHAA | 12 | 19.5 | 9.2 | Yes | Both | 3 | 600 | 800 | 150 | 350 | 2025-01-01
216759657 | Hitachi | RAC-DJ18WHAA | RAK-DJ18RHAA | 12 | 19.5 | 10.5 | Yes | No | 4 | 700 | 900 | 150 | 350 | 2025-01-01
216759658 | Hitachi | RAC-DJ24WHAA | RAK-DJ24RHAA | 12 | 18.3 | 10 | Yes | No | 4 | 700 | 900 | 150 | 350 | 2025-01-01
216759659 | Hitachi | RAC-EJ12WHAA | RAK-EJ12PHAA | 12 | 19.5 | 9.2 | Yes | Both | 3 | 600 | 800 | 150 | 350 | 2025-01-01
216011944 | Hitachi | RAC-XJ24WHAA | RAK-XJ24PHAA | 12.5 | 21 | 11 | Yes | Both | 4 | 700 | 900 | 150 | 350 | 2025-01-01
214911491 | HITACHI | PAS-18BUFASDQ1 | JPE18B3XB2HS1A | 11.7 | 18 | 8.5 | Yes | Both | 2 | 500 | 700 | 100 | 300 | 2025-01-01
214911492 | HITACHI | PAS-24BUFASDQ1 | JPE24B3XC2HS1A | 11.7 | 18 | 8.5 | Yes | Both | 2 | 500 | 700 | 100 | 300 | 2025-01-01
214911493 | HITACHI | PAS-48BUFASDQ1 | JPE48C3XG2HS1A | 11.7 | 18 | 8.5 | Yes | Both | 2 | 500 | 700 | 100 | 300 | 2025-01-01
215224719 | Hitachi | RAC-DJ09WHAA | RAK-DJ09PHAA | 13 | 20 | 9.2 | Yes | No | 3 | 600 | 800 | 150 | 350 | 2025-01-01
215224720 | Hitachi | RAC-DJ12WHAA | RAK-DJ12PHAA | 12 | 19.5 | 9.2 | Yes | Both | 3 | 600 | 800 | 150 | 350 | 2025-01-01
215224721 | Hitachi | RAC-DJ18WHAA | RAK-DJ18PHAA | 12 | 19.5 | 10.5 | Yes | No | 4 | 700 | 900 | 150 | 350 | 2025-01-01
215911630 | Hitachi | RAC-XJ09WHAA | RAK-XJ09PHAA | 16.1 | 26.5 | 12 | Yes | Both | 4 | 700 | 900 | 150 | 350 | 2025-01-01
215911631 | Hitachi | RAC-XJ12WHAA | RAK-XJ12PHAA | 14.5 | 25 | 11.5 | Yes | Both | 4 | 700 | 900 | 150 | 350 | 2025-01-01
215911632 | Hitachi | RAC-XJ18WHAA | RAK-XJ18PHAA | 14 | 21.5 | 11.5 | Yes | Both | 4 | 700 | 900 | 150 | 350 | 2025-01-01
216411300 | Hitachi | RAC-DJ36WHAA | RAK-DJ36PHAA | 9.5 | 19 | 9.5 | No | N/A | 3 | 600 | 800 | 150 | 350 | 2025-01-01
216439094 | HITACHI | PAS-09BUFASDQ1 | PPK-B09UFA1DQ | 15 | 22 | 10 | Yes | Both | 4 | 700 | 900 | 150 | 350 | 2025-01-01
216439095 | HITACHI | PAS-12BUFASDQ1 | PPK-B12UFA1DQ | 15 | 23 | 9.5 | Yes | Both | 3 | 600 | 800 | 150 | 350 | 2025-01-01
216439096 | HITACHI | PAS-18BUFASDQ1 | PPK-B18UFA1DQ | 14 | 23 | 10 | Yes | Both | 4 | 700 | 900 | 150 | 350 | 2025-01-01
216439097 | HITACHI | PAS-24BUFASDQ1 | PPK-B24UFA1DQ | 13 | 21.5 | 9.1 | Yes | Both | 3 | 600 | 800 | 150 | 350 | 2025-01-01
216439098 | HITACHI | PAS-30BUFASDQ1 | PPK-B30UFA1DQ | 14 | 21.8 | 10 | Yes | Both | 4 | 700 | 900 | 150 | 350 | 2025-01-01
216439111 | HITACHI | PAS-18BLFASDQ1 | JPE18B3XB2HS1A | 12.3 | 17 | 9.5 | Yes | Both | 3 | 600 | 800 | 150 | 350 | 2025-01-01
216439112 | HITACHI | PAS-24BLFASDQ1 | JPE24B3XC2HS1A | 12.7 | 17.1 | 9.7 | Yes | Both | 3 | 600 | 800 | 150 | 350 | 2025-01-01
216439113 | HITACHI | PAS-36BLFASDQ1 | JPE36B3XD2HS1A | 12.5 | 19.5 | 9.7 | Yes | Both | 3 | 600 | 800 | 150 | 350 | 2025-01-01
216439115 | HITACHI | PAS-30BLFASDQ1 | PPK-B30UFA1DQ | 14 | 21.8 | 10 | Yes | Both | 4 | 700 | 900 | 150 | 350 | 2025-01-01
215413018 | Hitachi | RAC-GJ09WHAA | RAK-GJ09PHAA | 15 | 23 | 11.4 | Yes | Both | 4 | 700 | 900 | 150 | 350 | 2025-01-01
215413019 | Hitachi | RAC-GJ12WHAA | RAK-GJ12PHAA | 13 | 20 | 11.1 | Yes | Both | 4 | 700 | 900 | 150 | 350 | 2025-01-01
215413020 | Hitachi | RAC-GJ18WHAA | RAK-GJ18PHAA | 12.5 | 20 | 11.5 | Yes | Both | 4 | 700 | 900 | 150 | 350 | 2025-01-01
215413021 | Hitachi | RAC-GJ24WHAA | RAK-GJ24PHAA | 13 | 21 | 11 | Yes | Both | 4 | 700 | 900 | 150 | 350 | 2025-01-01
215359321 | HITACHI | PAS-12BLFASDQ1 | PPIM-B12UFA1DQ | 13.9 | 20.5 | 10 | Yes | Both | 4 | 700 | 900 | 150 | 350 | 2025-01-01
215359322 | HITACHI | PAS-12BLFASDQ1 | PCIM-B12UFA1DQ | 16.5 | 24.9 | 11.3 | Yes | Both | 4 | 700 | 900 | 150 | 350 | 2025-01-01
214779298 | HITACHI | PAS-18BUFASDQ1 | PPFC-B18UFA1DQ | 13 | 23 | 10 | Yes | Both | 4 | 700 | 900 | 150 | 350 | 2025-01-01
214779299 | HITACHI | PAS-24BUFASDQ1 | PPFC-B24UFA1DQ | 13 | 21 | 10 | Yes | Both | 4 | 700 | 900 | 150 | 350 | 2025-01-01
214779300 | HITACHI | PAS-30BUFASDQ1 | PPFC-B30UFA1DQ | 12 | 19.6 | 10 | Yes | Both | 4 | 700 | 900 | 150 | 350 | 2025-01-01
214779301 | HITACHI | PAS-36BUFASDQ1 | PPFC-B36UFA1DQ | 12 | 19.4 | 10 | Yes | Both | 4 | 700 | 900 | 150 | 350 | 2025-01-01
214779302 | HITACHI | PAS-48BUFASDQ1 | PPFC-B48UFA1DQ | 12 | 20.5 | 9.5 | Yes | Both | 3 | 600 | 800 | 150 | 350 | 2025-01-01
214723258 | HITACHI | PAS-18BUFASDQ1 | PCI-B18UFA1DQ | 15 | 27 | 11 | Yes | Both | 4 | 700 | 900 | 150 | 350 | 2025-01-01
214723259 | HITACHI | PAS-24BUFASDQ1 | PCI-B24UFA1DQ | 13 | 24 | 10 | Yes | Both | 4 | 700 | 900 | 150 | 350 | 2025-01-01
214723260 | HITACHI | PAS-30BUFASDQ1 | PCI-B30UFA1DQ | 14 | 21 | 10 | Yes | Both | 4 | 700 | 900 | 150 | 350 | 2025-01-01
214723261 | HITACHI | PAS-36BUFASDQ1 | PCI-B36UFA1DQ | 13 | 21 | 10 | Yes | Both | 4 | 700 | 900 | 150 | 350 | 2025-01-01
214723262 | HITACHI | PAS-48BUFASDQ1 | PCI-B48UFA1DQ | 13 | 22.5 | 10 | Yes | Both | 4 | 700 | 900 | 150 | 350 | 2025-01-01
215224722 | Hitachi | RAC-DJ24WHAA | RAK-DJ24PHAA | 12 | 18.3 | 10 | Yes | No | 4 | 700 | 900 | 150 | 350 | 2025-01-01
215218873 | HITACHI | PAS-09BUFASDQ1 | PPFC-B09UFA1DQ | 15 | 23 | 9.5 | Yes | Both | 3 | 600 | 800 | 150 | 350 | 2025-01-01
215218874 | HITACHI | PAS-09BUFASDQ1 | PCIM-B09UFA1DQ | 15 | 23.5 | 11 | Yes | Both | 4 | 700 | 900 | 150 | 350 | 2025-01-01
215218875 | HITACHI | PAS-09BUFASDQ1 | PPIM-B09UFA1DQ | 13 | 20 | 9.6 | Yes | Both | 3 | 600 | 800 | 150 | 350 | 2025-01-01
215218876 | HITACHI | PAS-12BUFASDQ1 | PPFC-B12UFA1DQ | 13.5 | 22 | 9.8 | Yes | Both | 3 | 600 | 800 | 150 | 350 | 2025-01-01
215218877 | HITACHI | PAS-12BUFASDQ1 | PCIM-B12UFA1DQ | 14 | 23.5 | 10 | Yes | Both | 4 | 700 | 900 | 150 | 350 | 2025-01-01
215218878 | HITACHI | PAS-12BUFASDQ1 | PPIM-B12UFA1DQ | 12.5 | 20.5 | 9.8 | Yes | Both | 3 | 600 | 800 | 150 | 350 | 2025-01-01
215222822 | HITACHI | PAS-18BLFASDQ1 | PPIM-B18UFA1DQ | 12.7 | 20.2 | 9.8 | Yes | Both | 3 | 600 | 800 | 150 | 350 | 2025-01-01
215222823 | HITACHI | PAS-24BLFASDQ1 | PPIM-B24UFA1DQ | 13.3 | 18.5 | 9.8 | Yes | Both | 3 | 600 | 800 | 150 | 350 | 2025-01-01
215222824 | HITACHI | PAS-18BLFASDQ1 | PCI-B18UFA1DQ | 14.7 | 24.1 | 11.5 | Yes | Both | 4 | 700 | 900 | 150 | 350 | 2025-01-01
215222825 | HITACHI | PAS-24BLFASDQ1 | PCI-B24UFA1DQ | 14 | 19.5 | 10.8 | Yes | Both | 4 | 700 | 900 | 150 | 350 | 2025-01-01
215222826 | HITACHI | PAS-30BLFASDQ1 | PCI-B30UFA1DQ | 13.9 | 20.3 | 11.2 | Yes | Both | 4 | 700 | 900 | 150 | 350 | 2025-01-01
215222841 | HITACHI | PAS-36BLFASDQ1 | PPIM-B36UFA1DQ | 13.3 | 21.5 | 10.7 | Yes | Both | 4 | 700 | 900 | 150 | 350 | 2025-01-01
215222842 | HITACHI | PAS-36BLFASDQ1 | PCI-B36UFA1DQ | 15 | 23.6 | 10.9 | Yes | Both | 4 | 700 | 900 | 150 | 350 | 2025-01-01
215222843 | HITACHI | PAS-30BLFASDQ1 | PPIM-B30UFA1DQ | 12.8 | 18.7 | 10.1 | Yes | Both | 4 | 700 | 900 | 150 | 350 | 2025-01-01
214991605 | HITACHI | PAS-30BUFASDQ1 | JPE30B3XD2HS1A | 11.7 | 18 | 8.5 | Yes | Both | 2 | 500 | 700 | 100 | 300 | 2025-01-01
214991606 | HITACHI | PAS-36BUFASDQ1 | JPE36B3XD2HS1A | 10 | 18 | 8.5 | No | N/A | 2 | 500 | 700 | 100 | 300 | 2025-01-01
213685839 | HITACHI | PAS-24BUFASDQ1 | PPIM-B24UFA1DQ | 12.7 | 20 | 9.6 | Yes | Both | 3 | 600 | 800 | 150 | 350 | 2025-01-01
213685840 | HITACHI | PAS-30BUFASDQ1 | PPIM-B30UFA1DQ | 13 | 20 | 10 | Yes | Both | 4 | 700 | 900 | 150 | 350 | 2025-01-01
213685841 | HITACHI | PAS-36BUFASDQ1 | PPIM-B36UFA1DQ | 12.8 | 20 | 9.8 | Yes | Both | 3 | 600 | 800 | 150 | 350 | 2025-01-01
213685838 | HITACHI | PAS-18BUFASDQ1 | PPIM-B18UFA1DQ | 13 | 21 | 9.5 | Yes | Both | 3 | 600 | 800 | 150 | 350 | 2025-01-01
213685842 | HITACHI | PAS-48BUFASDQ1 | PPIM-B48UFA1DQ | 12.7 | 21 | 10 | Yes | Both | 4 | 700 | 900 | 150 | 350 | 2025-01-01
213879379 | Hotpoint | 1H09HN2DA** | HW09HN2DA** | 12 | 18 | 9.5 | Yes | Both | 3 | 600 | 800 | 150 | 350 | 2025-01-01
213879380 | Hotpoint | 1H12HN2DA** | HW12HN2DA** | 12 | 18 | 9.5 | Yes | Both | 3 | 600 | 800 | 150 | 350 | 2025-01-01
213879381 | Hotpoint | 1H18HN2DA** | HW18HN2DA** | 12 | 18 | 9.5 | Yes | Both | 3 | 600 | 800 | 150 | 350 | 2025-01-01
213879382 | Hotpoint | 1H24HN2DA** | HW24HN2DA** | 10.6 | 18 | 9.5 | Yes | Yes | 3 | 600 | 800 | 150 | 350 | 2025-01-01
214584767 | hykolity | ACA-2502 | ACA-2501 | 10 | 19 | 8.5 | No | N/A | 2 | 500 | 700 | 100 | 300 | 2025-01-01
214584768 | hykolity | ACA-2504 | ACA-2503 | 10 | 19 | 8.5 | No | N/A | 2 | 500 | 700 | 100 | 300 | 2025-01-01
214584769 | hykolity | ACA-2508 | ACA-2507 | 9.4 | 19 | 8.5 | No | N/A | 2 | 500 | 700 | 100 | 300 | 2025-01-01
214389501 | ICONIC AIR SOLUTION | ICMO18BK |  | 12 | 19 | 9.8 | No | N/A | 3 | 600 | 800 | 150 | 350 | 2025-01-01
214389504 | ICONIC AIR SOLUTION | ICMO24CK |  | 11.7 | 21 | 9.2 | No | N/A | 3 | 600 | 800 | 150 | 350 | 2025-01-01
214389507 | ICONIC AIR SOLUTION | ICMO27CK |  | 11.7 | 21 | 9.2 | No | N/A | 3 | 600 | 800 | 150 | 350 | 2025-01-01
214389522 | ICONIC AIR SOLUTION | ICMZ18BK |  | 12 | 19 | 9.3 | No | N/A | 3 | 600 | 800 | 150 | 350 | 2025-01-01
214389526 | ICONIC AIR SOLUTION | ICMZ24CK |  | 12.5 | 21.3 | 9.7 | No | N/A | 3 | 600 | 800 | 150 | 350 | 2025-01-01
214389528 | ICONIC AIR SOLUTION | ICMZ27CK |  | 11.7 | 20 | 9.5 | No | N/A | 3 | 600 | 800 | 150 | 350 | 2025-01-01
214389537 | ICONIC AIR SOLUTION | ICMZ60EK |  | 10.5 | 18.8 | 9.3 | No | N/A | 3 | 600 | 800 | 150 | 350 | 2025-01-01
214389531 | ICONIC AIR SOLUTION | ICMZ36DK |  | 11.7 | 19 | 10 | No | N/A | 4 | 700 | 900 | 150 | 350 | 2025-01-01
214389534 | ICONIC AIR SOLUTION | ICMZ48EK |  | 11.7 | 20.9 | 9 | No | N/A | 3 | 600 | 800 | 150 | 350 | 2025-01-01
216720880 | ICONIC AIR SOLUTION | ICMO60EK |  | 10.5 | 19 | 8.6 | No | N/A | 2 | 500 | 700 | 100 | 300 | 2025-01-01
216720872 | ICONIC AIR SOLUTION | ICMO30DK |  | 12 | 20 | 9.2 | No | N/A | 3 | 600 | 800 | 150 | 350 | 2025-01-01
216720874 | ICONIC AIR SOLUTION | ICMO36DK |  | 11 | 20 | 9.2 | No | N/A | 3 | 600 | 800 | 150 | 350 | 2025-01-01
216720877 | ICONIC AIR SOLUTION | ICMO48EK |  | 10.8 | 20.5 | 9.7 | No | N/A | 3 | 600 | 800 | 150 | 350 | 2025-01-01
216720879 | ICONIC AIR SOLUTION | ICMO60EK |  | 10.5 | 20.2 | 9.6 | No | N/A | 3 | 600 | 800 | 150 | 350 | 2025-01-01
216720876 | ICONIC AIR SOLUTION | ICMO48EK |  | 11 | 21.1 | 9.5 | No | N/A | 3 | 600 | 800 | 150 | 350 | 2025-01-01
216720873 | ICONIC AIR SOLUTION | ICMO36DK |  | 10.6 | 23.1 | 9.6 | No | N/A | 3 | 600 | 800 | 150 | 350 | 2025-01-01
216720870 | ICONIC AIR SOLUTION | ICMO30DK |  | 12 | 22.4 | 9.5 | No | N/A | 3 | 600 | 800 | 150 | 350 | 2025-01-01
214389536 | ICONIC AIR SOLUTION | ICMZ60EK |  | 10.5 | 20 | 9.5 | No | N/A | 3 | 600 | 800 | 150 | 350 | 2025-01-01
214389530 | ICONIC AIR SOLUTION | ICMZ36DK |  | 12.5 | 20 | 9.7 | No | N/A | 3 | 600 | 800 | 150 | 350 | 2025-01-01
214389533 | ICONIC AIR SOLUTION | ICMZ48EK |  | 11 | 21.2 | 10 | No | N/A | 4 | 700 | 900 | 150 | 350 | 2025-01-01
214389527 | ICONIC AIR SOLUTION | ICMZ27CK |  | 11.8 | 22.6 | 9.8 | No | N/A | 3 | 600 | 800 | 150 | 350 | 2025-01-01
214389524 | ICONIC AIR SOLUTION | ICMZ24CK |  | 12.5 | 22.3 | 9.6 | No | N/A | 3 | 600 | 800 | 150 | 350 | 2025-01-01
214389506 | ICONIC AIR SOLUTION | ICMO27CK |  | 12.2 | 23.5 | 9.2 | No | N/A | 3 | 600 | 800 | 150 | 350 | 2025-01-01
214389521 | ICONIC AIR SOLUTION | ICMZ18BK |  | 12.5 | 20.5 | 9 | No | N/A | 3 | 600 | 800 | 150 | 350 | 2025-01-01
214389500 | ICONIC AIR SOLUTION | ICMO18BK |  | 12.5 | 21 | 10.2 | No | N/A | 4 | 700 | 900 | 150 | 350 | 2025-01-01
214389503 | ICONIC AIR SOLUTION | ICMO24CK |  | 12.2 | 23.5 | 9.2 | No | N/A | 3 | 600 | 800 | 150 | 350 | 2025-01-01
214389502 | ICONIC AIR SOLUTION | ICMO18BK |  | 12.25 | 20 | 10 | No | N/A | 4 | 700 | 900 | 150 | 350 | 2025-01-01
214389505 | ICONIC AIR SOLUTION | ICMO24CK |  | 11.95 | 22.25 | 9.2 | No | N/A | 3 | 600 | 800 | 150 | 350 | 2025-01-01
214389508 | ICONIC AIR SOLUTION | ICMO27CK |  | 11.95 | 22.25 | 9.2 | No | N/A | 3 | 600 | 800 | 150 | 350 | 2025-01-01
214389525 | ICONIC AIR SOLUTION | ICMZ24CK |  | 12.5 | 21.8 | 9.65 | No | N/A | 3 | 600 | 800 | 150 | 350 | 2025-01-01
214389523 | ICONIC AIR SOLUTION | ICMZ18BK |  | 12.25 | 19.75 | 9.15 | No | N/A | 3 | 600 | 800 | 150 | 350 | 2025-01-01
214389529 | ICONIC AIR SOLUTION | ICMZ27CK |  | 11.75 | 21.3 | 9.65 | No | N/A | 3 | 600 | 800 | 150 | 350 | 2025-01-01
214389538 | ICONIC AIR SOLUTION | ICMZ60EK |  | 10.5 | 19.4 | 9.4 | No | N/A | 3 | 600 | 800 | 150 | 350 | 2025-01-01
214389532 | ICONIC AIR SOLUTION | ICMZ36DK |  | 12.1 | 19.5 | 9.85 | No | N/A | 3 | 600 | 800 | 150 | 350 | 2025-01-01
214389535 | ICONIC AIR SOLUTION | ICMZ48EK |  | 11.35 | 21.05 | 9.4 | No | N/A | 3 | 600 | 800 | 150 | 350 | 2025-01-01
216720881 | ICONIC AIR SOLUTION | ICMO60EK |  | 10.5 | 19.6 | 9.1 | No | N/A | 3 | 600 | 800 | 150 | 350 | 2025-01-01
216720871 | ICONIC AIR SOLUTION | ICMO30DK |  | 12 | 21.2 | 9.35 | No | N/A | 3 | 600 | 800 | 150 | 350 | 2025-01-01
216720875 | ICONIC AIR SOLUTION | ICMO36DK |  | 10.8 | 21.55 | 9.4 | No | N/A | 3 | 600 | 800 | 150 | 350 | 2025-01-01
216720878 | ICONIC AIR SOLUTION | ICMO48EK |  | 10.9 | 20.8 | 9.6 | No | N/A | 3 | 600 | 800 | 150 | 350 | 2025-01-01
214389544 | ICONIC AIR SOLUTION | ICOO09AK | IFOC09IK | 13 | 20 | 10 | No | N/A | 4 | 700 | 900 | 150 | 350 | 2025-01-01
214389545 | ICONIC AIR SOLUTION | ICOO12AK | IFOC12IK | 14 | 22.7 | 10 | No | N/A | 4 | 700 | 900 | 150 | 350 | 2025-01-01
214389546 | ICONIC AIR SOLUTION | ICOO18AK | IFOC18IK | 12.5 | 20.5 | 10.5 | No | N/A | 4 | 700 | 900 | 150 | 350 | 2025-01-01
214389547 | ICONIC AIR SOLUTION | ICOO24AK | IFOC24IK | 12.5 | 21.5 | 9.7 | No | N/A | 3 | 600 | 800 | 150 | 350 | 2025-01-01
214389548 | ICONIC AIR SOLUTION | ICOO36AK | IFOC36IK | 9.4 | 19.2 | 8.8 | No | N/A | 2 | 500 | 700 | 100 | 300 | 2025-01-01
214389549 | ICONIC AIR SOLUTION | ICOO48AK | IFOC48IK | 9.5 | 18.5 | 9.8 | No | N/A | 3 | 600 | 800 | 150 | 350 | 2025-01-01
214389550 | ICONIC AIR SOLUTION | ICOO36AK | IFOD36IK | 8.8 | 15.8 | 8.8 | No | N/A | 2 | 500 | 700 | 100 | 300 | 2025-01-01
214389552 | ICONIC AIR SOLUTION | ICOO60AK | IFOD60IK | 10.3 | 17 | 8.4 | No | N/A | 1 | 400 | 600 | 100 | 300 | 2025-01-01
214389553 | ICONIC AIR SOLUTION | ICOZ09AK | IFOV09IK | 13.6 | 20.5 | 10 | No | N/A | 4 | 700 | 900 | 150 | 350 | 2025-01-01
214389554 | ICONIC AIR SOLUTION | ICOZ12AK | IFOV12IK | 12 | 20 | 9.5 | No | N/A | 3 | 600 | 800 | 150 | 350 | 2025-01-01
214389555 | ICONIC AIR SOLUTION | ICOZ18AK | IFOV18IK | 12.1 | 18 | 10.8 | No | N/A | 4 | 700 | 900 | 150 | 350 | 2025-01-01
214389556 | ICONIC AIR SOLUTION | ICOZ24AK | IFOV24IK | 12 | 19.2 | 11.1 | No | N/A | 4 | 700 | 900 | 150 | 350 | 2025-01-01
214389557 | ICONIC AIR SOLUTION | ICOO36AK | IFOV36IK | 9.2 | 16 | 10.2 | No | N/A | 4 | 700 | 900 | 150 | 350 | 2025-01-01
214389558 | ICONIC AIR SOLUTION | ICOO48AK | IFOV48IK | 8.8 | 15.2 | 9.7 | No | N/A | 2 | 500 | 700 | 100 | 300 | 2025-01-01
214389485 | ICONIC AIR SOLUTION | ICAO09AJ | IFAH09IJ | 12.5 | 21.5 | 9 | No | N/A | 3 | 600 | 800 | 150 | 350 | 2025-01-01
214389486 | ICONIC AIR SOLUTION | ICAO12AJ | IFAH12IJ | 10.3 | 20.8 | 8.7 | No | N/A | 2 | 500 | 700 | 100 | 300 | 2025-01-01
214389487 | ICONIC AIR SOLUTION | ICAO09AK | IFAH09IK | 12.6 | 21.7 | 9.1 | No | N/A | 3 | 600 | 800 | 150 | 350 | 2025-01-01
214389488 | ICONIC AIR SOLUTION | ICAO12AK | IFAH12IK | 10.8 | 21.4 | 9.1 | No | N/A | 3 | 600 | 800 | 150 | 350 | 2025-01-01
214389489 | ICONIC AIR SOLUTION | ICAO18AK | IFAH18IK | 10.5 | 19 | 8.7 | No | N/A | 2 | 500 | 700 | 100 | 300 | 2025-01-01
214389490 | ICONIC AIR SOLUTION | ICAO24AK | IFAH24IK | 9 | 18 | 8.6 | No | N/A | 2 | 500 | 700 | 100 | 300 | 2025-01-01
214389491 | ICONIC AIR SOLUTION | ICAO30AK | IFAH30IK | 10.5 | 18.6 | 8.7 | No | N/A | 2 | 500 | 700 | 100 | 300 | 2025-01-01
214389492 | ICONIC AIR SOLUTION | ICAO36AK | IFAH36IK | 8.5 | 17.5 | 8.7 | No | N/A | 2 | 500 | 700 | 100 | 300 | 2025-01-01
214389493 | ICONIC AIR SOLUTION | ICOO09AK | IFOH06IK | 15 | 23.5 | 12 | No | N/A | 4 | 700 | 900 | 150 | 350 | 2025-01-01
214389494 | ICONIC AIR SOLUTION | ICOO09AJ | IFOH09IJ | 13.8 | 23 | 9.8 | No | N/A | 3 | 600 | 800 | 150 | 350 | 2025-01-01
214389495 | ICONIC AIR SOLUTION | ICOO12AJ | IFOH12IJ | 12.5 | 22.7 | 10.4 | No | N/A | 4 | 700 | 900 | 150 | 350 | 2025-01-01
214389496 | ICONIC AIR SOLUTION | ICOO09AK | IFOH09IK | 14.7 | 24 | 11.6 | No | N/A | 4 | 700 | 900 | 150 | 350 | 2025-01-01
214389497 | ICONIC AIR SOLUTION | ICOO12AK | IFOH12IK | 13 | 23.1 | 10.8 | No | N/A | 4 | 700 | 900 | 150 | 350 | 2025-01-01
214389498 | ICONIC AIR SOLUTION | ICOO18AK | IFOH18IK | 13.5 | 24 | 10.5 | No | N/A | 4 | 700 | 900 | 150 | 350 | 2025-01-01
214389499 | ICONIC AIR SOLUTION | ICOO24AK | IFOH24IK | 13 | 21 | 8.5 | No | N/A | 2 | 500 | 700 | 100 | 300 | 2025-01-01
214640126 | ICONIC AIR SOLUTION | ICOO09AK | IFOD09IK | 12.5 | 19.2 | 10.2 | No | N/A | 4 | 700 | 900 | 150 | 350 | 2025-01-01
214640127 | ICONIC AIR SOLUTION | ICOO12AK | IFOD12IK | 11.7 | 19 | 10.3 | No | N/A | 4 | 700 | 900 | 150 | 350 | 2025-01-01
214640128 | ICONIC AIR SOLUTION | ICOO18AK | IFOD18IK | 12.5 | 20 | 10.6 | No | N/A | 4 | 700 | 900 | 150 | 350 | 2025-01-01
214640129 | ICONIC AIR SOLUTION | ICOO24AK | IFOD24IK | 12.5 | 19 | 11.2 | No | N/A | 4 | 700 | 900 | 150 | 350 | 2025-01-01
214640130 | ICONIC AIR SOLUTION | ICOO12AK | IFOF12IK | 13 | 22.7 | 10.2 | No | N/A | 4 | 700 | 900 | 150 | 350 | 2025-01-01
214640131 | ICONIC AIR SOLUTION | ICOO18AK | IFOF18IK | 12.5 | 23 | 10 | No | N/A | 4 | 700 | 900 | 150 | 350 | 2025-01-01
214640133 | ICONIC AIR SOLUTION | ICOO09AK | IFOB06-09IK | 13 | 22.5 | 11.5 | No | N/A | 4 | 700 | 900 | 150 | 350 | 2025-01-01
214640134 | ICONIC AIR SOLUTION | ICOO18AK | IFOB12-18IK | 12.5 | 21.8 | 10.7 | No | N/A | 4 | 700 | 900 | 150 | 350 | 2025-01-01
213160425 | ICP COMMERCIAL | 38VMB036HDS3-1* |  | 11.7 | 17.3 | 9.1 | Yes | No | 3 | 600 | 800 | 150 | 350 | 2025-01-01
213160439 | ICP COMMERCIAL | 38VMB048HDS3-1* |  | 9 | 16 | 8.5 | No | N/A | 2 | 500 | 700 | 100 | 300 | 2025-01-01
217022346 | ICP COMMERCIAL | 37VMB036HDS3-1 |  | 12 | 17.8 | 9.6 | Yes | Both | 3 | 600 | 800 | 150 | 350 | 2025-01-01
217022347 | ICP COMMERCIAL | 37VMB048HDS3-1 |  | 11.7 | 17.6 | 10 | Yes | Both | 4 | 700 | 900 | 150 | 350 | 2025-01-01
217022348 | ICP COMMERCIAL | 37VMB060HDS3-1 |  | 9 | 17 | 9.2 | Yes | Yes | 3 | 600 | 800 | 150 | 350 | 2025-01-01
217022349 | ICP COMMERCIAL | 37VMB036HDS3-1 |  | 13.3 | 20 | 10.1 | Yes | Both | 4 | 700 | 900 | 150 | 350 | 2025-01-01
217022350 | ICP COMMERCIAL | 37VMB048HDS3-1 |  | 11.7 | 20 | 10.1 | Yes | Both | 4 | 700 | 900 | 150 | 350 | 2025-01-01
217022351 | ICP COMMERCIAL | 37VMB060HDS3-1 |  | 9.5 | 19.5 | 10.1 | Yes | Yes | 4 | 700 | 900 | 150 | 350 | 2025-01-01
213160442 | ICP COMMERCIAL | 38VMB060HDS3-1* |  | 9.5 | 18.6 | 8.7 | No | N/A | 2 | 500 | 700 | 100 | 300 | 2025-01-01
213160440 | ICP COMMERCIAL | 38VMB048HDS3-1* |  | 10.8 | 19 | 8.9 | No | N/A | 2 | 500 | 700 | 100 | 300 | 2025-01-01
213160424 | ICP COMMERCIAL | 38VMB036HDS3-1* |  | 12.1 | 19.2 | 9.2 | Yes | No | 3 | 600 | 800 | 150 | 350 | 2025-01-01
213160426 | ICP COMMERCIAL | 38VMB036HDS3-1* |  | 11.9 | 18.25 | 9.15 | Yes | No | 3 | 600 | 800 | 150 | 350 | 2025-01-01
213160444 | ICP COMMERCIAL | 38VMB060HDS3-1* |  | 8.9 | 17.25 | 8.35 | No | N/A | 1 | 400 | 600 | 100 | 300 | 2025-01-01
213160441 | ICP COMMERCIAL | 38VMB048HDS3-1* |  | 9.9 | 17.5 | 8.7 | No | N/A | 2 | 500 | 700 | 100 | 300 | 2025-01-01
217022352 | ICP COMMERCIAL | 37VMB036HDS3-1 |  | 12.65 | 18.9 | 9.85 | Yes | Both | 3 | 600 | 800 | 150 | 350 | 2025-01-01
217022353 | ICP COMMERCIAL | 37VMB048HDS3-1 |  | 11.7 | 18.8 | 10.05 | Yes | Both | 4 | 700 | 900 | 150 | 350 | 2025-01-01
217022354 | ICP COMMERCIAL | 37VMB060HDS3-1 |  | 9.5 | 18.25 | 9.65 | Yes | Yes | 3 | 600 | 800 | 150 | 350 | 2025-01-01
207615696 | Impecca | ISAM-3621 |  | 11.8 | 21 | 8.6 | No | N/A | 2 | 500 | 700 | 100 | 300 | 2025-01-01
207615699 | Impecca | ISAM-4221 |  | 10.4 | 21 | 8.6 | No | N/A | 2 | 500 | 700 | 100 | 300 | 2025-01-01
207615690 | Impecca | ISAM-2421 |  | 11.8 | 21 | 9 | No | N/A | 3 | 600 | 800 | 150 | 350 | 2025-01-01
207615693 | Impecca | ISAM-3021 |  | 11.8 | 20 | 8.6 | No | N/A | 2 | 500 | 700 | 100 | 300 | 2025-01-01
215412923 | Impecca | ISAM-3622 |  | 12 | 21 | 10 | Yes | No | 4 | 700 | 900 | 150 | 350 | 2025-01-01
215412924 | Impecca | ISAM-4222 |  | 12 | 21 | 10 | Yes | No | 4 | 700 | 900 | 150 | 350 | 2025-01-01
215412925 | Impecca | ISAM-1822 |  | 12 | 21 | 10 | Yes | Both | 4 | 700 | 900 | 150 | 350 | 2025-01-01
215412926 | Impecca | ISAM-2422 |  | 12.5 | 21 | 10 | Yes | No | 4 | 700 | 900 | 150 | 350 | 2025-01-01
215412931 | Impecca | ISAM-1822 |  | 11.5 | 18.5 | 9 | No | N/A | 3 | 600 | 800 | 150 | 350 | 2025-01-01
215412932 | Impecca | ISAM-2422 |  | 11.75 | 18.5 | 9 | No | N/A | 3 | 600 | 800 | 150 | 350 | 2025-01-01
215412933 | Impecca | ISAM-3622 |  | 11.5 | 18.5 | 9 | No | N/A | 3 | 600 | 800 | 150 | 350 | 2025-01-01
215412934 | Impecca | ISAM-4222 |  | 11.5 | 18.5 | 9 | No | N/A | 3 | 600 | 800 | 150 | 350 | 2025-01-01
207615701 | Impecca | ISAS-0921 | ISAS-IW90 | 14 | 26.5 | 10 | No | N/A | 4 | 700 | 900 | 150 | 350 | 2025-01-01
207615702 | Impecca | ISAS-2421 | ISAS-IW244 | 13 | 21.5 | 9.5 | No | N/A | 3 | 600 | 800 | 150 | 350 | 2025-01-01
207615703 | Impecca | ISAS-3021 | ISAS-IW304 | 10.6 | 20 | 8.5 | No | N/A | 2 | 500 | 700 | 100 | 300 | 2025-01-01
207615704 | Impecca | ISAS-3621 | ISAS-IW364 | 10.25 | 18 | 8.5 | No | N/A | 2 | 500 | 700 | 100 | 300 | 2025-01-01
216410292 | Impecca | ISAS-1225B | ISMI-W123 | 12.5 | 24 | 9 | No | N/A | 3 | 600 | 800 | 150 | 350 | 2025-01-01
216410293 | Impecca | ISAS-3622 | ISMI-W363 | 10.5 | 20 | 8.5 | No | N/A | 2 | 500 | 700 | 100 | 300 | 2025-01-01
216410294 | Impecca | ISAS-2422 | ISMI-W243 | 13.1 | 24.5 | 9.5 | No | N/A | 3 | 600 | 800 | 150 | 350 | 2025-01-01
216980911 | InfinityLiving | EZ-27Z-M3B |  | 12 | 20 | 9.5 | Yes | Both | 3 | 600 | 800 | 150 | 350 | 2025-01-01
216980914 | InfinityLiving | EZ-36Z-M4B |  | 11.7 | 19 | 9.5 | Yes | Both | 3 | 600 | 800 | 150 | 350 | 2025-01-01
216980917 | InfinityLiving | EZ-48Z-M5B |  | 12 | 20 | 10.5 | Yes | Both | 4 | 700 | 900 | 150 | 350 | 2025-01-01
216980916 | InfinityLiving | EZ-48Z-M5B |  | 12 | 21.8 | 10 | Yes | Both | 4 | 700 | 900 | 150 | 350 | 2025-01-01
216980913 | InfinityLiving | EZ-36Z-M4B |  | 12 | 23 | 9.9 | Yes | Both | 3 | 600 | 800 | 150 | 350 | 2025-01-01
216980909 | InfinityLiving | EZ-18Z-M2B |  | 13 | 23.9 | 10 | Yes | Both | 4 | 700 | 900 | 150 | 350 | 2025-01-01
216980910 | InfinityLiving | EZ-27Z-M3B |  | 12 | 23 | 9 | Yes | Both | 3 | 600 | 800 | 150 | 350 | 2025-01-01
214810572 | InfinityLiving | EZ-36Z-M4 |  | 10.5 | 21.5 | 8.8 | No | N/A | 2 | 500 | 700 | 100 | 300 | 2025-01-01
214810573 | InfinityLiving | EZ-48Z-M5 |  | 11 | 20.5 | 9.2 | No | N/A | 3 | 600 | 800 | 150 | 350 | 2025-01-01
214810596 | InfinityLiving | EZ-18Z-M2 |  | 12.5 | 21.2 | 9.6 | Yes | Both | 3 | 600 | 800 | 150 | 350 | 2025-01-01
214810597 | InfinityLiving | EZ-27Z-M3 |  | 12 | 22 | 9.5 | Yes | Both | 3 | 600 | 800 | 150 | 350 | 2025-01-01
216980912 | InfinityLiving | EZ-27Z-M3B |  | 12 | 21.5 | 9.25 | Yes | Both | 3 | 600 | 800 | 150 | 350 | 2025-01-01
216980915 | InfinityLiving | EZ-36Z-M4B |  | 11.85 | 21 | 9.7 | Yes | Both | 3 | 600 | 800 | 150 | 350 | 2025-01-01
216980918 | InfinityLiving | EZ-48Z-M5B |  | 12 | 20.9 | 10.25 | Yes | Both | 4 | 700 | 900 | 150 | 350 | 2025-01-01
216980871 | InfinityLiving | EZ-09Z-HP115B | EZ-09W-HP115B | 11.3 | 20.2 | 9.2 | No | N/A | 3 | 600 | 800 | 150 | 350 | 2025-01-01
216980872 | InfinityLiving | EZ-12Z-HP115B | EZ-12W-HP115B | 9 | 19.5 | 9.3 | No | N/A | 3 | 600 | 800 | 150 | 350 | 2025-01-01
216980873 | InfinityLiving | EZ-18Z-HP230B | EZ-18W-HP230B | 9.8 | 20 | 8.5 | No | N/A | 2 | 500 | 700 | 100 | 300 | 2025-01-01
216980874 | InfinityLiving | EZ-24Z-HP230B | EZ-24W-HP230B | 9.7 | 18.9 | 8.7 | No | N/A | 2 | 500 | 700 | 100 | 300 | 2025-01-01
216980875 | InfinityLiving | EZ-12ZPL-HP115B | EZ-12WPL-HP115B | 12.5 | 23.5 | 10.2 | Yes | Both | 4 | 700 | 900 | 150 | 350 | 2025-01-01
216980876 | InfinityLiving | EZ-18ZPL-HP230B | EZ-18W-MB | 13.7 | 22.5 | 11.5 | Yes | Both | 4 | 700 | 900 | 150 | 350 | 2025-01-01
216980877 | InfinityLiving | EZ-24ZPL-HP230B | EZ-24W-MB | 12.7 | 22.7 | 9.5 | Yes | No | 3 | 600 | 800 | 150 | 350 | 2025-01-01
216980878 | InfinityLiving | EZ-36ZPL-HP230B | EZ-36W-MB | 8.5 | 18 | 8.5 | No | N/A | 2 | 500 | 700 | 100 | 300 | 2025-01-01
214810568 | InfinityLiving | EZ-12Z-HP115 | EZ-12W-HP115 | 9 | 18.9 | 9.3 | No | N/A | 3 | 600 | 800 | 150 | 350 | 2025-01-01
214810569 | InfinityLiving | EZ-18Z-HP230 | EZ-18W-HP230 | 9.8 | 19.3 | 8.6 | No | N/A | 2 | 500 | 700 | 100 | 300 | 2025-01-01
214810570 | InfinityLiving | EZ-24Z-HP230 | EZ-24W-HP230 | 9 | 18 | 8.3 | No | N/A | 1 | 400 | 600 | 100 | 300 | 2025-01-01
214810592 | InfinityLiving | EZ-09Z-HP115 | EZ-09W-HP115 | 11.5 | 20 | 9.4 | Yes | No | 3 | 600 | 800 | 150 | 350 | 2025-01-01
214810593 | InfinityLiving | EZ-12ZPL-HP115 | EZ-12WPL-HP115 | 12.5 | 22.5 | 9 | Yes | No | 3 | 600 | 800 | 150 | 350 | 2025-01-01
214810594 | InfinityLiving | EZ-18ZPL-HP230 | EZ-18W-M | 12.6 | 22.7 | 9.8 | Yes | No | 3 | 600 | 800 | 150 | 350 | 2025-01-01
214810595 | InfinityLiving | EZ-24ZPL-HP230 | EZ-24W-M | 12.5 | 20.5 | 9.2 | Yes | No | 3 | 600 | 800 | 150 | 350 | 2025-01-01
215725490 | INNOVAIR | MOM18H2BM3A |  | 12 | 20 | 10 | Yes | Both | 4 | 700 | 900 | 150 | 350 | 2025-01-01
215725493 | INNOVAIR | MOM27H2BM4A |  | 12 | 21 | 9 | Yes | Both | 3 | 600 | 800 | 150 | 350 | 2025-01-01
215725496 | INNOVAIR | MOM36H2BM5A |  | 11.7 | 20 | 9.2 | Yes | Both | 3 | 600 | 800 | 150 | 350 | 2025-01-01
215725499 | INNOVAIR | MOM48H2BM6A |  | 12 | 20.4 | 10.6 | Yes | Both | 4 | 700 | 900 | 150 | 350 | 2025-01-01
215725505 | INNOVAIR | MOM27H2BM4B |  | 12 | 21 | 9 | Yes | Both | 3 | 600 | 800 | 150 | 350 | 2025-01-01
215725508 | INNOVAIR | MOM36H2BM5B |  | 11.7 | 20 | 9.2 | Yes | Both | 3 | 600 | 800 | 150 | 350 | 2025-01-01
215725511 | INNOVAIR | MOM48H2BM6B |  | 12 | 20.4 | 10.6 | Yes | Both | 4 | 700 | 900 | 150 | 350 | 2025-01-01
215725517 | INNOVAIR | MOM18H2BH3A |  | 13 | 20 | 10 | Yes | Both | 4 | 700 | 900 | 150 | 350 | 2025-01-01
215725520 | INNOVAIR | MOM27H2BH4A |  | 12 | 19 | 9.5 | Yes | Both | 3 | 600 | 800 | 150 | 350 | 2025-01-01
215725523 | INNOVAIR | MOM36H2BH5A |  | 12 | 19.4 | 10.4 | Yes | Both | 4 | 700 | 900 | 150 | 350 | 2025-01-01
215725526 | INNOVAIR | MOM48H2BH6A |  | 11.7 | 20.4 | 11 | Yes | Both | 4 | 700 | 900 | 150 | 350 | 2025-01-01
215725532 | INNOVAIR | MOM18H2BH3B |  | 13 | 20 | 10 | Yes | Both | 4 | 700 | 900 | 150 | 350 | 2025-01-01
215725535 | INNOVAIR | MOM27H2BH4B |  | 12 | 19 | 9.5 | Yes | Both | 3 | 600 | 800 | 150 | 350 | 2025-01-01
215725538 | INNOVAIR | MOM36H2BH5B |  | 12 | 19.4 | 10.4 | Yes | Both | 4 | 700 | 900 | 150 | 350 | 2025-01-01
215725541 | INNOVAIR | MOM48H2BH6B |  | 11.7 | 20.4 | 11 | Yes | Both | 4 | 700 | 900 | 150 | 350 | 2025-01-01
215747784 | Innovair | QOM36H2BM4A |  | 12.85 | 19 | 9 | Yes | Both | 3 | 600 | 800 | 150 | 350 | 2025-01-01
215747779 | Innovair | QOM27H2BM3A |  | 11.5 | 18 | 8.8 | Yes | Both | 2 | 500 | 700 | 100 | 300 | 2025-01-01
215747781 | Innovair | QOM42H2BM5A |  | 11.35 | 18 | 8.8 | Yes | Both | 2 | 500 | 700 | 100 | 300 | 2025-01-01
215835706 | INNOVAIR | MOM60H2BH6B |  | 11.7 | 20 | 10.7 | Yes | Both | 4 | 700 | 900 | 150 | 350 | 2025-01-01
215835697 | INNOVAIR | MOM60H2BM6A |  | 10 | 18 | 9.2 | No | N/A | 3 | 600 | 800 | 150 | 350 | 2025-01-01
215835700 | INNOVAIR | MOM60H2BM6B |  | 10 | 18 | 9.2 | No | N/A | 3 | 600 | 800 | 150 | 350 | 2025-01-01
215835703 | INNOVAIR | MOM60H2BH6A |  | 11.7 | 20 | 10.7 | Yes | Both | 4 | 700 | 900 | 150 | 350 | 2025-01-01
207821956 | Innovair | VOM42H7R5P7 |  | 10 | 18 | 8.8 | No | N/A | 2 | 500 | 700 | 100 | 300 | 2025-01-01
207821947 | Innovair | VOM18H7R2P7 |  | 11.5 | 19 | 9.4 | Yes | Both | 3 | 600 | 800 | 150 | 350 | 2025-01-01
207821950 | Innovair | VOM24H7R3P7 |  | 12.1 | 21 | 8.6 | Yes | Both | 2 | 500 | 700 | 100 | 300 | 2025-01-01
207821953 | Innovair | VOM36H7R4P7 |  | 12 | 19.5 | 8.9 | Yes | Both | 2 | 500 | 700 | 100 | 300 | 2025-01-01
215747776 | Innovair | QOM18H2BM2A |  | 12 | 17.5 | 9.4 | Yes | Both | 3 | 600 | 800 | 150 | 350 | 2025-01-01
215835696 | INNOVAIR | MOM60H2BM6A |  | 10 | 22 | 9.5 | No | N/A | 3 | 600 | 800 | 150 | 350 | 2025-01-01
215747775 | Innovair | QOM18H2BM2A |  | 13.3 | 22 | 10 | Yes | Both | 4 | 700 | 900 | 150 | 350 | 2025-01-01
207821954 | Innovair | VOM36H7R4P7 |  | 12.5 | 21 | 9 | Yes | Both | 3 | 600 | 800 | 150 | 350 | 2025-01-01
207821951 | Innovair | VOM24H7R3P7 |  | 12.5 | 22 | 9.05 | Yes | Both | 3 | 600 | 800 | 150 | 350 | 2025-01-01
207821948 | Innovair | VOM18H7R2P7 |  | 12.5 | 21 | 9.5 | Yes | Both | 3 | 600 | 800 | 150 | 350 | 2025-01-01
207821957 | Innovair | VOM42H7R5P7 |  | 10.5 | 20 | 8.95 | No | N/A | 2 | 500 | 700 | 100 | 300 | 2025-01-01
202053797 | INNOVAIR | VOM0522H7RE602 |  | 12.5 | 21 | 9 | No | N/A | 3 | 600 | 800 | 150 | 350 | 2025-01-01
202053798 | INNOVAIR | VOM0733H7RE603 |  | 11.8 | 21 | 9 | No | N/A | 3 | 600 | 800 | 150 | 350 | 2025-01-01
202053799 | INNOVAIR | VOM0833H7RE604 |  | 11.8 | 20 | 8.6 | No | N/A | 2 | 500 | 700 | 100 | 300 | 2025-01-01
202053800 | INNOVAIR | VOM0836H7RE605 |  | 11.8 | 21 | 8.6 | No | N/A | 2 | 500 | 700 | 100 | 300 | 2025-01-01
202053801 | INNOVAIR | VOM0847H7RE605 |  | 10.4 | 21 | 8.6 | No | N/A | 2 | 500 | 700 | 100 | 300 | 2025-01-01
215835705 | INNOVAIR | MOM60H2BH6B |  | 12 | 22.2 | 10.5 | Yes | Both | 4 | 700 | 900 | 150 | 350 | 2025-01-01
215835699 | INNOVAIR | MOM60H2BM6B |  | 10 | 22 | 9.5 | No | N/A | 3 | 600 | 800 | 150 | 350 | 2025-01-01
215835702 | INNOVAIR | MOM60H2BH6A |  | 12 | 22.2 | 10.5 | Yes | Both | 4 | 700 | 900 | 150 | 350 | 2025-01-01
215747778 | Innovair | QOM27H2BM3A |  | 12.85 | 23 | 10 | Yes | Both | 4 | 700 | 900 | 150 | 350 | 2025-01-01
215747782 | Innovair | QOM42H2BM5A |  | 12 | 22 | 9.5 | Yes | Both | 3 | 600 | 800 | 150 | 350 | 2025-01-01
215747785 | Innovair | QOM36H2BM4A |  | 12.85 | 22 | 10 | Yes | Both | 4 | 700 | 900 | 150 | 350 | 2025-01-01
215725540 | INNOVAIR | MOM48H2BH6B |  | 12 | 23 | 11 | Yes | Both | 4 | 700 | 900 | 150 | 350 | 2025-01-01
215725534 | INNOVAIR | MOM27H2BH4B |  | 12.5 | 23 | 10.5 | Yes | Both | 4 | 700 | 900 | 150 | 350 | 2025-01-01
215725537 | INNOVAIR | MOM36H2BH5B |  | 13 | 23 | 10.7 | Yes | Both | 4 | 700 | 900 | 150 | 350 | 2025-01-01
215725525 | INNOVAIR | MOM48H2BH6A |  | 12 | 23 | 11 | Yes | Both | 4 | 700 | 900 | 150 | 350 | 2025-01-01
215725531 | INNOVAIR | MOM18H2BH3B |  | 15 | 25 | 10.4 | Yes | Both | 4 | 700 | 900 | 150 | 350 | 2025-01-01
215725519 | INNOVAIR | MOM27H2BH4A |  | 12.5 | 23 | 10.5 | Yes | Both | 4 | 700 | 900 | 150 | 350 | 2025-01-01
215725522 | INNOVAIR | MOM36H2BH5A |  | 13 | 23 | 10.7 | Yes | Both | 4 | 700 | 900 | 150 | 350 | 2025-01-01
215725510 | INNOVAIR | MOM48H2BM6B |  | 12.5 | 24 | 10.3 | Yes | Both | 4 | 700 | 900 | 150 | 350 | 2025-01-01
215725516 | INNOVAIR | MOM18H2BH3A |  | 15 | 25 | 10.4 | Yes | Both | 4 | 700 | 900 | 150 | 350 | 2025-01-01
215725504 | INNOVAIR | MOM27H2BM4B |  | 13 | 25 | 9.5 | Yes | Both | 3 | 600 | 800 | 150 | 350 | 2025-01-01
215725507 | INNOVAIR | MOM36H2BM5B |  | 12 | 24 | 9.5 | Yes | Both | 3 | 600 | 800 | 150 | 350 | 2025-01-01
215725495 | INNOVAIR | MOM36H2BM5A |  | 12 | 24 | 9.5 | Yes | Both | 3 | 600 | 800 | 150 | 350 | 2025-01-01
215725498 | INNOVAIR | MOM48H2BM6A |  | 12.5 | 24 | 10.3 | Yes | Both | 4 | 700 | 900 | 150 | 350 | 2025-01-01
215725489 | INNOVAIR | MOM18H2BM3A |  | 14 | 25.1 | 9.8 | Yes | Both | 3 | 600 | 800 | 150 | 350 | 2025-01-01
215725492 | INNOVAIR | MOM27H2BM4A |  | 13 | 25 | 9.5 | Yes | Both | 3 | 600 | 800 | 150 | 350 | 2025-01-01
215725491 | INNOVAIR | MOM18H2BM3A |  | 13 | 22.55 | 9.9 | Yes | Both | 3 | 600 | 800 | 150 | 350 | 2025-01-01
215725494 | INNOVAIR | MOM27H2BM4A |  | 12.5 | 23 | 9.25 | Yes | Both | 3 | 600 | 800 | 150 | 350 | 2025-01-01
215725497 | INNOVAIR | MOM36H2BM5A |  | 11.85 | 22 | 9.35 | Yes | Both | 3 | 600 | 800 | 150 | 350 | 2025-01-01
215725506 | INNOVAIR | MOM27H2BM4B |  | 12.5 | 23 | 9.25 | Yes | Both | 3 | 600 | 800 | 150 | 350 | 2025-01-01
215725500 | INNOVAIR | MOM48H2BM6A |  | 12.25 | 22.2 | 10.45 | Yes | Both | 4 | 700 | 900 | 150 | 350 | 2025-01-01
215725509 | INNOVAIR | MOM36H2BM5B |  | 11.85 | 22 | 9.35 | Yes | Both | 3 | 600 | 800 | 150 | 350 | 2025-01-01
215725512 | INNOVAIR | MOM48H2BM6B |  | 12.25 | 22.2 | 10.45 | Yes | Both | 4 | 700 | 900 | 150 | 350 | 2025-01-01
215725524 | INNOVAIR | MOM36H2BH5A |  | 12.5 | 21.2 | 10.55 | Yes | Both | 4 | 700 | 900 | 150 | 350 | 2025-01-01
215725521 | INNOVAIR | MOM27H2BH4A |  | 12.25 | 21 | 10 | Yes | Both | 4 | 700 | 900 | 150 | 350 | 2025-01-01
215725518 | INNOVAIR | MOM18H2BH3A |  | 14 | 22.5 | 10.2 | Yes | Both | 4 | 700 | 900 | 150 | 350 | 2025-01-01
215725527 | INNOVAIR | MOM48H2BH6A |  | 11.85 | 21.7 | 11 | Yes | Both | 4 | 700 | 900 | 150 | 350 | 2025-01-01
215725536 | INNOVAIR | MOM27H2BH4B |  | 12.25 | 21 | 10 | Yes | Both | 4 | 700 | 900 | 150 | 350 | 2025-01-01
215725533 | INNOVAIR | MOM18H2BH3B |  | 14 | 22.5 | 10.2 | Yes | Both | 4 | 700 | 900 | 150 | 350 | 2025-01-01
215725539 | INNOVAIR | MOM36H2BH5B |  | 12.5 | 21.2 | 10.55 | Yes | Both | 4 | 700 | 900 | 150 | 350 | 2025-01-01
215725542 | INNOVAIR | MOM48H2BH6B |  | 11.85 | 21.7 | 11 | Yes | Both | 4 | 700 | 900 | 150 | 350 | 2025-01-01
215747786 | Innovair | QOM36H2BM4A |  | 12.85 | 20.5 | 9.5 | Yes | Both | 3 | 600 | 800 | 150 | 350 | 2025-01-01
215747777 | Innovair | QOM18H2BM2A |  | 12.65 | 19.75 | 9.7 | Yes | Both | 3 | 600 | 800 | 150 | 350 | 2025-01-01
215747780 | Innovair | QOM27H2BM3A |  | 12.2 | 20.5 | 9.4 | Yes | Both | 3 | 600 | 800 | 150 | 350 | 2025-01-01
215747783 | Innovair | QOM42H2BM5A |  | 11.8 | 20 | 9.15 | Yes | Both | 3 | 600 | 800 | 150 | 350 | 2025-01-01
215835704 | INNOVAIR | MOM60H2BH6A |  | 11.85 | 21.1 | 10.6 | Yes | Both | 4 | 700 | 900 | 150 | 350 | 2025-01-01
215835701 | INNOVAIR | MOM60H2BM6B |  | 10 | 20 | 9.35 | No | N/A | 3 | 600 | 800 | 150 | 350 | 2025-01-01
215835698 | INNOVAIR | MOM60H2BM6A |  | 10 | 20 | 9.35 | No | N/A | 3 | 600 | 800 | 150 | 350 | 2025-01-01
215835707 | INNOVAIR | MOM60H2BH6B |  | 11.85 | 21.1 | 10.6 | Yes | Both | 4 | 700 | 900 | 150 | 350 | 2025-01-01
207821958 | Innovair | VOM42H7R5P7 |  | 10.25 | 19 | 8.88 | No | N/A | 2 | 500 | 700 | 100 | 300 | 2025-01-01
207821949 | Innovair | VOM18H7R2P7 |  | 12.25 | 20 | 9.45 | Yes | Both | 3 | 600 | 800 | 150 | 350 | 2025-01-01
207821952 | Innovair | VOM24H7R3P7 |  | 12.3 | 21.5 | 8.83 | Yes | Both | 2 | 500 | 700 | 100 | 300 | 2025-01-01
207821955 | Innovair | VOM36H7R4P7 |  | 12.25 | 20.25 | 8.95 | Yes | Both | 2 | 500 | 700 | 100 | 300 | 2025-01-01
216626158 | Innovair | QOS09H2BH0A | QDL09H2BHWA | 11.7 | 19.5 | 9.5 | Yes | Both | 3 | 600 | 800 | 150 | 350 | 2025-01-01
216626159 | Innovair | QOS12H2BH0A | QDL12H2BHWA | 11.7 | 19.5 | 9.5 | Yes | Both | 3 | 600 | 800 | 150 | 350 | 2025-01-01
216626160 | Innovair | QOS09H2BH0A | QCS09H2BHRA | 12 | 20 | 9.5 | Yes | Both | 3 | 600 | 800 | 150 | 350 | 2025-01-01
216626161 | Innovair | QOS12H2BH0A | QCS12H2BHRA | 12 | 20 | 9.5 | Yes | Both | 3 | 600 | 800 | 150 | 350 | 2025-01-01
216626162 | Innovair | QOS18H2BH0A | QCS18H2BHRA | 12 | 20 | 10 | Yes | Both | 4 | 700 | 900 | 150 | 350 | 2025-01-01
216626163 | Innovair | QOS24H2BH0A | QCS24H2BHRA | 12 | 20 | 10.5 | Yes | Both | 4 | 700 | 900 | 150 | 350 | 2025-01-01
216626164 | Innovair | QOS18H2BH0A | QDH18H2BHWA | 11.7 | 19 | 9 | Yes | Both | 3 | 600 | 800 | 150 | 350 | 2025-01-01
216626165 | Innovair | QOS24H2BH0A | QDH24H2BHWA | 11.7 | 19 | 9.5 | Yes | Both | 3 | 600 | 800 | 150 | 350 | 2025-01-01
216778948 | Innovair | QOS24H2BH0A | QHW24H2UZRA | 12 | 21 | 10 | Yes | No | 4 | 700 | 900 | 150 | 350 | 2025-01-01
216778949 | Innovair | QOS18H2BH0A | QHW18H2UZRA | 12 | 21 | 10 | Yes | Both | 4 | 700 | 900 | 150 | 350 | 2025-01-01
216778950 | Innovair | QOS12H2BH0A | QHW12H2UZRA | 12 | 22 | 10.5 | Yes | Yes | 4 | 700 | 900 | 150 | 350 | 2025-01-01
216778951 | Innovair | QOS09H2BH0A | QHW09H2UZRA | 12 | 22 | 10.5 | Yes | Yes | 4 | 700 | 900 | 150 | 350 | 2025-01-01
216790062 | Innovair | QOS09H2BH0A | QHW12H2UZRA | 12 | 22 | 10.5 | Yes | Yes | 4 | 700 | 900 | 150 | 350 | 2025-01-01
209157117 | INNOVAIR | VIN1036H2V33(O) | VIN1036H2V33(I) | 12.2 | 21 | 8.2 | Yes | No | 1 | 400 | 600 | 100 | 300 | 2025-01-01
208286573 | Innovair | WIN09H7H51(O) | WIN09H7H51(I) | 14.5 | 25.5 | 10.5 | Yes | Both | 4 | 700 | 900 | 150 | 350 | 2025-01-01
208286574 | Innovair | WIN12H7H51(O) | WIN12H7H51(I) | 12.7 | 23.5 | 9.5 | Yes | Both | 3 | 600 | 800 | 150 | 350 | 2025-01-01
208286575 | Innovair | WIN18H7H51(O) | WIN18H7H51(I) | 13.2 | 20.5 | 9.5 | Yes | Both | 3 | 600 | 800 | 150 | 350 | 2025-01-01
208286577 | Innovair | WIN24H7H51(O) | WIN24H7H51(I) | 12.5 | 21 | 10 | Yes | Both | 4 | 700 | 900 | 150 | 350 | 2025-01-01
208101269 | INNOVAIR | SEV30H2R19 | DEV30H2R19 | 10.6 | 17.3 | 8.5 | No | N/A | 2 | 500 | 700 | 100 | 300 | 2025-01-01
208101270 | INNOVAIR | SEV36H2R19 | DEV36H2R19 | 10.1 | 16.9 | 8.2 | No | N/A | 1 | 400 | 600 | 100 | 300 | 2025-01-01
208101271 | INNOVAIR | SEV48H2R19 | DEV48H2R19 | 8.8 | 15.8 | 9.4 | No | N/A | 2 | 500 | 700 | 100 | 300 | 2025-01-01
207659304 | INNOVAIR | VIN1036H2V32(O) | VIN1036H2V32(I) | 10.5 | 18.6 | 8.7 | No | N/A | 2 | 500 | 700 | 100 | 300 | 2025-01-01
207659305 | INNOVAIR | VIN1439H2V32(O) | VIN1439H2V32(I) | 8.5 | 17.5 | 8.7 | No | N/A | 2 | 500 | 700 | 100 | 300 | 2025-01-01
206330207 | INNOVAIR | EIN10H2V32(O) | EIN10H2V32(I) | 16.6 | 27 | 11 | Yes | Both | 4 | 700 | 900 | 150 | 350 | 2025-01-01
206330208 | INNOVAIR | EIN13H2V32(O) | EIN13H2V32(I) | 14 | 24 | 8.5 | Yes | Yes | 2 | 500 | 700 | 100 | 300 | 2025-01-01
206330209 | INNOVAIR | EIN18H2V32(O) | EIN18H2V32(I) | 13.5 | 22 | 10 | Yes | Yes | 4 | 700 | 900 | 150 | 350 | 2025-01-01
206330210 | INNOVAIR | EIN24H2V32(O) | EIN24H2V32(I) | 13 | 21.5 | 9.5 | Yes | Yes | 3 | 600 | 800 | 150 | 350 | 2025-01-01
205281500 | INNOVAIR | VIN310H1V51(O) | VIN310H1V51(I) | 11.5 | 18.9 | 8.1 | No | N/A | 1 | 400 | 600 | 100 | 300 | 2025-01-01
205281501 | INNOVAIR | VIN414H1V51(O) | VIN414H1V51(I) | 10.5 | 19 | 8.3 | No | N/A | 1 | 400 | 600 | 100 | 300 | 2025-01-01
205281503 | INNOVAIR | VIN520H2V51(O) | VIN520H2V51(I) | 11 | 18.7 | 8.1 | No | N/A | 1 | 400 | 600 | 100 | 300 | 2025-01-01
205129429 | INNOVAIR | VIN310H1V51(O) | VIN310H1V51(I) | 11.5 | 18.9 | 8.1 | No | N/A | 1 | 400 | 600 | 100 | 300 | 2025-01-01
205129430 | INNOVAIR | VIN414H1V51(O) | VIN414H1V51(I) | 10.5 | 19 | 8.3 | No | N/A | 1 | 400 | 600 | 100 | 300 | 2025-01-01
205129432 | INNOVAIR | VIN520H2V51(O) | VIN520H2V51(I) | 11 | 18.7 | 8.1 | No | N/A | 1 | 400 | 600 | 100 | 300 | 2025-01-01
216699604 | Innovair | QOS36H2BH0A | QDH36H2BHWA | 11.7 | 18.5 | 9 | Yes | Both | 3 | 600 | 800 | 150 | 350 | 2025-01-01
216699605 | Innovair | QOS36H2BH0A | QCS36H2BHRA | 12 | 19.5 | 9.5 | Yes | Both | 3 | 600 | 800 | 150 | 350 | 2025-01-01
215493754 | Innovair | QOS12H2XE5A | QHW12H2UZRA | 11.1 | 20 | 8.5 | No | N/A | 2 | 500 | 700 | 100 | 300 | 2025-01-01
215493755 | Innovair | QOS18H2XE5A | QHW18H2UZRA | 11.95 | 21 | 9.8 | Yes | No | 3 | 600 | 800 | 150 | 350 | 2025-01-01
215493756 | Innovair | QOS24H2XE5A | QHW24H2UZRA | 10.6 | 19.5 | 8.5 | No | N/A | 2 | 500 | 700 | 100 | 300 | 2025-01-01
215493757 | Innovair | QOS36H2XE5A | QHW36H2XERA | 9.45 | 20 | 8.4 | No | N/A | 1 | 400 | 600 | 100 | 300 | 2025-01-01
215493758 | Innovair | QOS09H1BM5A | QHW09H1UZRA | 14.05 | 23 | 10 | Yes | Both | 4 | 700 | 900 | 150 | 350 | 2025-01-01
215493759 | Innovair | QOS12H1BM5A | QHW12H1UZRA | 12.25 | 22 | 9.5 | Yes | Both | 3 | 600 | 800 | 150 | 350 | 2025-01-01
215493760 | Innovair | QOS09H2BM5A | QHW09H2UZRA | 13.65 | 25 | 11 | Yes | Both | 4 | 700 | 900 | 150 | 350 | 2025-01-01
215493761 | Innovair | QOS12H2BM5A | QHW12H2UZRA | 12.25 | 23 | 10 | Yes | Both | 4 | 700 | 900 | 150 | 350 | 2025-01-01
215493762 | Innovair | QOS18H2BM5A | QHW18H2UZRA | 12.95 | 21 | 10 | Yes | Both | 4 | 700 | 900 | 150 | 350 | 2025-01-01
215493763 | Innovair | QOS24H2BM5A | QHW24H2UZRA | 12.25 | 22.5 | 9.5 | Yes | Both | 3 | 600 | 800 | 150 | 350 | 2025-01-01
215740461 | INNOVAIR | MOS48H2BM0A | MCS48H2BHRB* | 9.5 | 19 | 9.9 | Yes | Yes | 3 | 600 | 800 | 150 | 350 | 2025-01-01
215725455 | INNOVAIR | MOS18H2BH0A | MCS18H2BHRB | 12.5 | 20 | 12.3 | Yes | Both | 4 | 700 | 900 | 150 | 350 | 2025-01-01
215725456 | INNOVAIR | MOS24H2BH0A | MCS24H2BHRB | 12 | 20.7 | 11.6 | Yes | Both | 4 | 700 | 900 | 150 | 350 | 2025-01-01
215725457 | INNOVAIR | MOS09H2BM0A | MDL09H2MHWA | 12.8 | 19.5 | 11 | Yes | Both | 4 | 700 | 900 | 150 | 350 | 2025-01-01
215725458 | INNOVAIR | MOS12H2BM0A | MDL12H2MHWA | 11.7 | 19 | 10.2 | Yes | Both | 4 | 700 | 900 | 150 | 350 | 2025-01-01
215725459 | INNOVAIR | MOS18H2BM0A | MDL18H2MHWA | 12.5 | 20 | 10.5 | Yes | Both | 4 | 700 | 900 | 150 | 350 | 2025-01-01
215725460 | INNOVAIR | MOS09H2BM0A | MDH09H2MHWA | 13 | 19.7 | 11.5 | Yes | Both | 4 | 700 | 900 | 150 | 350 | 2025-01-01
215725461 | INNOVAIR | MOS12H2BM0A | MDH12H2MHWA | 12 | 19.5 | 10.5 | Yes | Both | 4 | 700 | 900 | 150 | 350 | 2025-01-01
215725462 | INNOVAIR | MOS18H2BM0A | MDH18H2MHWA | 13.3 | 20 | 11.3 | Yes | Both | 4 | 700 | 900 | 150 | 350 | 2025-01-01
215725463 | INNOVAIR | MOS24H2BM0A | MDH24H2MHWA | 12.5 | 19 | 11 | Yes | Both | 4 | 700 | 900 | 150 | 350 | 2025-01-01
215725464 | INNOVAIR | MOS36H2BM0A | MDH36H2MHWA | 10.1 | 18.7 | 10.2 | No | N/A | 4 | 700 | 900 | 150 | 350 | 2025-01-01
215725465 | INNOVAIR | MOS48H2BM0A | MDH48H2MHWA | 10 | 17.1 | 9.8 | Yes | Yes | 3 | 600 | 800 | 150 | 350 | 2025-01-01
215725466 | INNOVAIR | MOS60H2BM0A | MDH60H2MHWA | 10 | 17 | 9.7 | No | N/A | 3 | 600 | 800 | 150 | 350 | 2025-01-01
215725467 | INNOVAIR | MOS09H2BH0A | MDL09H2MHWA | 13.4 | 21.4 | 12.5 | Yes | Both | 4 | 700 | 900 | 150 | 350 | 2025-01-01
215725468 | INNOVAIR | MOS12H2BH0A | MDL12H2MHWA | 12 | 20 | 10 | Yes | Both | 4 | 700 | 900 | 150 | 350 | 2025-01-01
215725469 | INNOVAIR | MOS18H2BH0A | MDL18H2MHWA | 12 | 18 | 10.5 | Yes | Both | 4 | 700 | 900 | 150 | 350 | 2025-01-01
215725470 | INNOVAIR | MOS09H2BH0A | MDH09H2MHWA | 14 | 20.5 | 13.8 | Yes | Both | 4 | 700 | 900 | 150 | 350 | 2025-01-01
215725471 | INNOVAIR | MOS12H2BH0A | MDH12H2MHWA | 12 | 20 | 10.6 | Yes | Both | 4 | 700 | 900 | 150 | 350 | 2025-01-01
215725472 | INNOVAIR | MOS18H2BH0A | MDH18H2MHWA | 12 | 18.4 | 11.1 | Yes | Both | 4 | 700 | 900 | 150 | 350 | 2025-01-01
215725473 | INNOVAIR | MOS24H2BH0A | MDH24H2MHWA | 12 | 19 | 11.7 | Yes | Both | 4 | 700 | 900 | 150 | 350 | 2025-01-01
215725474 | INNOVAIR | MOS12H2BM0A | MCW12H2BHRB | 12.7 | 24.6 | 11 | Yes | Both | 4 | 700 | 900 | 150 | 350 | 2025-01-01
215725475 | INNOVAIR | MOS18H2BM0A | MCW16H2BHRB | 12.5 | 23.8 | 13.5 | Yes | Both | 4 | 700 | 900 | 150 | 350 | 2025-01-01
215725476 | INNOVAIR | MOS12H2BH0A | MCW12H2BHRB | 12.5 | 25 | 10.5 | Yes | Both | 4 | 700 | 900 | 150 | 350 | 2025-01-01
215725477 | INNOVAIR | MOS18H2BH0A | MCW16H2BHRB | 12.5 | 20 | 10.3 | Yes | Both | 4 | 700 | 900 | 150 | 350 | 2025-01-01
215725478 | INNOVAIR | MOS18H2BM0A | MFC18H2BHRB | 12.5 | 22.3 | 10.4 | Yes | Both | 4 | 700 | 900 | 150 | 350 | 2025-01-01
215725479 | INNOVAIR | MOS24H2BM0A | MFC24H2BHRB | 12.2 | 21.1 | 11.1 | Yes | Both | 4 | 700 | 900 | 150 | 350 | 2025-01-01
215725480 | INNOVAIR | MOS36H2BM0A | MFC36H2BHRB | 10.1 | 20 | 10 | No | N/A | 4 | 700 | 900 | 150 | 350 | 2025-01-01
215725481 | INNOVAIR | MOS48H2BM0A | MFC48H2BHRB | 9.5 | 19.8 | 10.2 | Yes | Yes | 4 | 700 | 900 | 150 | 350 | 2025-01-01
215725482 | INNOVAIR | MOS60H2BM0A | MFC60H2BHRB | 9.5 | 19.5 | 9.5 | No | N/A | 3 | 600 | 800 | 150 | 350 | 2025-01-01
215725483 | INNOVAIR | MOS18H2BH0A | MFC18H2BHRB | 12.5 | 20.4 | 10.3 | Yes | Both | 4 | 700 | 900 | 150 | 350 | 2025-01-01
215725484 | INNOVAIR | MOS24H2BH0A | MFC24H2BHRB | 12 | 20.4 | 12.1 | Yes | Both | 4 | 700 | 900 | 150 | 350 | 2025-01-01
215725485 | INNOVAIR | MOS09H2BM0A | MCO09H2BHRB | 14.4 | 22.1 | 11.8 | Yes | Both | 4 | 700 | 900 | 150 | 350 | 2025-01-01
215725486 | INNOVAIR | MOS18H2BM0A | MCO18H2BHRB | 12.5 | 22.2 | 12.2 | Yes | Both | 4 | 700 | 900 | 150 | 350 | 2025-01-01
215725487 | INNOVAIR | MOS09H2BH0A | MCO09H2BHRB | 14.6 | 24 | 12.1 | Yes | Both | 4 | 700 | 900 | 150 | 350 | 2025-01-01
215725488 | INNOVAIR | MOS18H2BH0A | MCO18H2BHRB | 12.5 | 20.6 | 12.2 | Yes | Both | 4 | 700 | 900 | 150 | 350 | 2025-01-01
216445277 | Innovair | QOS09H2BM0A | QHW09H2UZRA | 13.65 | 25 | 11 | Yes | Both | 4 | 700 | 900 | 150 | 350 | 2025-01-01
216445278 | Innovair | QOS12H2BM0A | QHW12H2UZRA | 12.25 | 23 | 10 | Yes | Both | 4 | 700 | 900 | 150 | 350 | 2025-01-01
216445279 | Innovair | QOS18H2BM0A | QHW18H2UZRA | 12.95 | 21 | 10 | Yes | Both | 4 | 700 | 900 | 150 | 350 | 2025-01-01
216445280 | Innovair | QOS24H2BM0A | QHW24H2UZRA | 12.25 | 22.5 | 9.5 | Yes | Both | 3 | 600 | 800 | 150 | 350 | 2025-01-01
216445289 | Innovair | QOS09H1BM0A | QHW09H1UZRA | 14.05 | 23 | 10 | Yes | Both | 4 | 700 | 900 | 150 | 350 | 2025-01-01
216445290 | Innovair | QOS12H1BM0A | QHW12H1UZRA | 12.25 | 22 | 9.5 | Yes | Both | 3 | 600 | 800 | 150 | 350 | 2025-01-01
215725428 | INNOVAIR | MOS09H1BE5A | MHW09H1BERA | 10.1 | 18 | 9 | No | N/A | 3 | 600 | 800 | 150 | 350 | 2025-01-01
215725429 | INNOVAIR | MOS12H1BE5A | MHW12H1BERA | 8.8 | 19 | 9.2 | No | N/A | 3 | 600 | 800 | 150 | 350 | 2025-01-01
215725430 | INNOVAIR | MOS09H2BE5A | MHW09H2BERA | 10.9 | 19 | 9.7 | Yes | Yes | 3 | 600 | 800 | 150 | 350 | 2025-01-01
215725431 | INNOVAIR | MOS12H2BE5A | MHW12H2BERA | 8.8 | 18 | 8.8 | No | N/A | 2 | 500 | 700 | 100 | 300 | 2025-01-01
215725432 | INNOVAIR | MOS18H2BE5A | MHW18H2BERA | 9.9 | 18.3 | 8.7 | No | N/A | 2 | 500 | 700 | 100 | 300 | 2025-01-01
215725433 | INNOVAIR | MOS24H2BE5A | MHW24H2BERA | 9 | 17 | 8.5 | Yes | Yes | 2 | 500 | 700 | 100 | 300 | 2025-01-01
215725434 | INNOVAIR | MOS30H2BE5A | MHW30H2BERB | 11 | 20 | 9.2 | No | N/A | 3 | 600 | 800 | 150 | 350 | 2025-01-01
215725435 | INNOVAIR | MOS36H2BE5A | MHW30H2BERB | 9 | 18 | 8.5 | No | N/A | 2 | 500 | 700 | 100 | 300 | 2025-01-01
215725436 | INNOVAIR | MOS09H1BM0A | MHW09H1BMRB | 14.5 | 25.4 | 10 | Yes | Both | 4 | 700 | 900 | 150 | 350 | 2025-01-01
215725437 | INNOVAIR | MOS12H1BM0A | MHW12H1BMRB | 13 | 23.4 | 9.5 | Yes | No | 3 | 600 | 800 | 150 | 350 | 2025-01-01
215725438 | INNOVAIR | MOS09H2BM0A | MHW09H2BHRB | 14.9 | 25.8 | 12.5 | Yes | Both | 4 | 700 | 900 | 150 | 350 | 2025-01-01
215725439 | INNOVAIR | MOS12H2BM0A | MHW12H2BHRB | 13 | 25.5 | 10.6 | Yes | Both | 4 | 700 | 900 | 150 | 350 | 2025-01-01
215725440 | INNOVAIR | MOS18H2BM0A | MHW18H2BHRB | 12.7 | 23.5 | 10.8 | Yes | Both | 4 | 700 | 900 | 150 | 350 | 2025-01-01
215725441 | INNOVAIR | MOS24H2BM0A | MHW24H2BHRB | 14 | 23 | 11.7 | Yes | Both | 4 | 700 | 900 | 150 | 350 | 2025-01-01
215725442 | INNOVAIR | MOS06H2BH0A | MHW06H2BHRB | 18 | 25.5 | 14.8 | Yes | Both | 4 | 700 | 900 | 150 | 350 | 2025-01-01
215725443 | INNOVAIR | MOS09H2BH0A | MHW09H2BHRB | 15.4 | 27.4 | 12.5 | Yes | Both | 4 | 700 | 900 | 150 | 350 | 2025-01-01
215725444 | INNOVAIR | MOS12H2BH0A | MHW12H2BHRB | 13.4 | 25.4 | 10.5 | Yes | Both | 4 | 700 | 900 | 150 | 350 | 2025-01-01
215725445 | INNOVAIR | MOS18H2BH0A | MHW18H2BHRB | 12.5 | 21.4 | 11 | Yes | Both | 4 | 700 | 900 | 150 | 350 | 2025-01-01
215725446 | INNOVAIR | MOS24H2BH0A | MHW24H2BHRB | 13 | 21 | 13.5 | Yes | Both | 4 | 700 | 900 | 150 | 350 | 2025-01-01
215725447 | INNOVAIR | MOS09H2BM0A | MCS09H2BHRB | 14.3 | 21.6 | 11.3 | Yes | Both | 4 | 700 | 900 | 150 | 350 | 2025-01-01
215725448 | INNOVAIR | MOS12H2BM0A | MCS12H2BHRB | 12.5 | 21.1 | 10.4 | Yes | Both | 4 | 700 | 900 | 150 | 350 | 2025-01-01
215725449 | INNOVAIR | MOS18H2BM0A | MCS18H2BHRB | 12.5 | 20.7 | 11.4 | Yes | Both | 4 | 700 | 900 | 150 | 350 | 2025-01-01
215725450 | INNOVAIR | MOS24H2BM0A | MCS24H2BHRB | 12 | 22 | 10.5 | Yes | Both | 4 | 700 | 900 | 150 | 350 | 2025-01-01
215725451 | INNOVAIR | MOS36H2BM0A | MCS36H2BHRB | 9.6 | 20 | 10.3 | Yes | Yes | 4 | 700 | 900 | 150 | 350 | 2025-01-01
215725452 | INNOVAIR | MOS48H2BM0A | MCS48H2BHRB | 10 | 17.1 | 9.8 | Yes | Yes | 3 | 600 | 800 | 150 | 350 | 2025-01-01
215725453 | INNOVAIR | MOS09H2BH0A | MCS09H2BHRB | 14 | 22.6 | 12.1 | Yes | Both | 4 | 700 | 900 | 150 | 350 | 2025-01-01
215725454 | INNOVAIR | MOS12H2BH0A | MCS12H2BHRB | 12.5 | 22.2 | 11.6 | Yes | Both | 4 | 700 | 900 | 150 | 350 | 2025-01-01
215493751 | Innovair | QOS09H1XE5A | QHW09H1UZRA | 12.5 | 20 | 9 | Yes | No | 3 | 600 | 800 | 150 | 350 | 2025-01-01
215493752 | Innovair | QOS12H1XE5A | QHW12H1UZRA | 10.2 | 18 | 8.5 | No | N/A | 2 | 500 | 700 | 100 | 300 | 2025-01-01
215493753 | Innovair | QOS09H2XE5A | QHW09H2UZRA | 12.95 | 23 | 9.5 | Yes | No | 3 | 600 | 800 | 150 | 350 | 2025-01-01
215735333 | INNOVAIR | MOS36H2BH0A | MCS36H2BHRB | 12 | 21.2 | 10.6 | Yes | Both | 4 | 700 | 900 | 150 | 350 | 2025-01-01
215735334 | INNOVAIR | MOS48H2BH0A | MCS48H2BHRB | 10 | 18 | 11 | Yes | Yes | 4 | 700 | 900 | 150 | 350 | 2025-01-01
215735335 | INNOVAIR | MOS36H2BH0A | MDH36H2MHWA | 12 | 17.7 | 11.1 | Yes | Both | 4 | 700 | 900 | 150 | 350 | 2025-01-01
215735336 | INNOVAIR | MOS48H2BH0A | MDH48H2MHWA | 10.4 | 16.7 | 10.8 | Yes | Yes | 4 | 700 | 900 | 150 | 350 | 2025-01-01
215735337 | INNOVAIR | MOS60H2BH0A | MDH60H2MHWA | 10.2 | 15.8 | 10.4 | Yes | Yes | 2 | 500 | 700 | 100 | 300 | 2025-01-01
215735338 | INNOVAIR | MOS36H2BH0A | MFC36H2BHRB | 12 | 20 | 10.8 | Yes | Both | 4 | 700 | 900 | 150 | 350 | 2025-01-01
215735339 | INNOVAIR | MOS48H2BH0A | MFC48H2BHRB | 9.4 | 18.5 | 10.1 | Yes | Yes | 4 | 700 | 900 | 150 | 350 | 2025-01-01
215735340 | INNOVAIR | MOS60H2BH0A | MFC60H2BHRB | 9 | 18 | 10.7 | Yes | Yes | 4 | 700 | 900 | 150 | 350 | 2025-01-01
215746330 | Intertherm | DXH18FMK3IH |  | 11.7 | 18 | 8.1 | Yes | Both | 1 | 400 | 600 | 100 | 300 | 2025-01-01
215746332 | Intertherm | DXH24FMK3IH |  | 12 | 18 | 8.1 | Yes | Both | 1 | 400 | 600 | 100 | 300 | 2025-01-01
215746333 | Intertherm | DXH30FMK3IH |  | 12 | 18 | 8.1 | Yes | Both | 1 | 400 | 600 | 100 | 300 | 2025-01-01
215746334 | Intertherm | DXH36FMK3IH |  | 11.7 | 18 | 8.1 | Yes | Both | 1 | 400 | 600 | 100 | 300 | 2025-01-01
215746335 | Intertherm | DXH42FMK3IH |  | 12 | 18 | 8.1 | Yes | Both | 1 | 400 | 600 | 100 | 300 | 2025-01-01
215746325 | Intertherm | DXH18FMK3IH |  | 12 | 21 | 10 | Yes | Both | 4 | 700 | 900 | 150 | 350 | 2025-01-01
215746326 | Intertherm | DXH24FMK3IH |  | 13.3 | 21 | 10 | Yes | Both | 4 | 700 | 900 | 150 | 350 | 2025-01-01
215746327 | Intertherm | DXH30FMK3IH |  | 13.6 | 21 | 10 | Yes | Both | 4 | 700 | 900 | 150 | 350 | 2025-01-01
215746328 | Intertherm | DXH36FMK3IH |  | 12 | 21 | 10 | Yes | Both | 4 | 700 | 900 | 150 | 350 | 2025-01-01
215746329 | Intertherm | DXH42FMK3IH |  | 13 | 21 | 10 | Yes | Both | 4 | 700 | 900 | 150 | 350 | 2025-01-01
215746331 | Intertherm | DXH18FMK3IH |  | 11.8 | 19 | 9 | Yes | Both | 3 | 600 | 800 | 150 | 350 | 2025-01-01
215746336 | Intertherm | DXH24FMK3IH |  | 12.2 | 19 | 9 | Yes | Both | 3 | 600 | 800 | 150 | 350 | 2025-01-01
215746337 | Intertherm | DXH30FMK3IH |  | 12.2 | 19 | 9 | Yes | Both | 3 | 600 | 800 | 150 | 350 | 2025-01-01
215746338 | Intertherm | DXH36FMK3IH |  | 11.8 | 19 | 9 | Yes | Both | 3 | 600 | 800 | 150 | 350 | 2025-01-01
215746339 | Intertherm | DXH42FMK3IH |  | 12.2 | 19 | 9 | Yes | Both | 3 | 600 | 800 | 150 | 350 | 2025-01-01
216011809 | Intertherm | DXH09PSK3IH | DKH09FMK3IH | 15 | 24 | 9.2 | Yes | Both | 3 | 600 | 800 | 150 | 350 | 2025-01-01
216011810 | Intertherm | DXH12PSK3IH | DKH12FMK3IH | 13 | 23 | 9 | Yes | Both | 3 | 600 | 800 | 150 | 350 | 2025-01-01
216011811 | Intertherm | DXH24PSK3IH | DKH24FMK3IH | 11.6 | 22.5 | 9 | No | N/A | 3 | 600 | 800 | 150 | 350 | 2025-01-01
216011812 | Intertherm | DXH18PSK3IH | DKH18FMK3IH | 10.9 | 21 | 9 | No | N/A | 3 | 600 | 800 | 150 | 350 | 2025-01-01
216011773 | Intertherm | DXH09ESK3IL | DHH09ESK3IL | 12.5 | 20.5 | 8.8 | No | N/A | 2 | 500 | 700 | 100 | 300 | 2025-01-01
216011774 | Intertherm | DXH09ESA3IL | DHH09ESA3IL | 11.9 | 20.5 | 8.8 | No | N/A | 2 | 500 | 700 | 100 | 300 | 2025-01-01
216011775 | Intertherm | DXH36ESK3IL | DHH36ESK3IL | 10.6 | 21 | 8.5 | Yes | Yes | 2 | 500 | 700 | 100 | 300 | 2025-01-01
216011776 | Intertherm | DXH24ESK3IL | DHH24ESK3IL | 11.9 | 19 | 8.5 | No | N/A | 2 | 500 | 700 | 100 | 300 | 2025-01-01
216011777 | Intertherm | DXH12ESK3IL | DHH12ESK3IL | 9.75 | 19 | 8.5 | No | N/A | 2 | 500 | 700 | 100 | 300 | 2025-01-01
216011778 | Intertherm | DXH12ESA3IL | DHH12ESA3IL | 9.3 | 19 | 8.5 | No | N/A | 2 | 500 | 700 | 100 | 300 | 2025-01-01
216011779 | Intertherm | DXH09PSK3IH | DHH09PUK3IH | 15 | 26 | 10.4 | Yes | Both | 4 | 700 | 900 | 150 | 350 | 2025-01-01
216011780 | Intertherm | DXH18ESK3IL | DHH18ESK3IL | 12.35 | 20 | 8.5 | No | N/A | 2 | 500 | 700 | 100 | 300 | 2025-01-01
216011781 | Intertherm | DXH12PSK3IH | DHH12PUK3IH | 13 | 24.5 | 9.5 | Yes | Both | 3 | 600 | 800 | 150 | 350 | 2025-01-01
216011782 | Intertherm | DXH30ESK3IL | DHH30ESK3IL | 10.9 | 22 | 9 | No | N/A | 3 | 600 | 800 | 150 | 350 | 2025-01-01
216011783 | Intertherm | DXH24PSK3IH | DHH24PUK3IH | 13.65 | 26 | 10 | Yes | Both | 4 | 700 | 900 | 150 | 350 | 2025-01-01
216011784 | Intertherm | DXH18PSK3IH | DHH18PUK3IH | 13.65 | 24.5 | 9 | Yes | Both | 3 | 600 | 800 | 150 | 350 | 2025-01-01
217178691 | JINJUNYE | KF450065-02 | KF450065-01 | 9.5 | 17 | 9.5 | No | N/A | 3 | 600 | 800 | 150 | 350 | 2025-01-01
217178692 | JINJUNYE | KF450066-02 | KF450066-01 | 9.5 | 17 | 8.3 | No | N/A | 1 | 400 | 600 | 100 | 300 | 2025-01-01
217178693 | JINJUNYE | KF450067-02 | KF450067-01 | 9.5 | 17 | 8.5 | No | N/A | 2 | 500 | 700 | 100 | 300 | 2025-01-01
217178694 | JINJUNYE | KF450068-02 | KF450068-01 | 9.5 | 17 | 8.5 | No | N/A | 2 | 500 | 700 | 100 | 300 | 2025-01-01
217178695 | JINJUNYE | KF450069-02 | KF450069-01 | 9.5 | 17 | 9.5 | No | N/A | 3 | 600 | 800 | 150 | 350 | 2025-01-01
214802060 | JINJUNYE | KF450035 | KF450035 | 10 | 19 | 8.5 | No | N/A | 2 | 500 | 700 | 100 | 300 | 2025-01-01
214802061 | JINJUNYE | KF450036 | KF450036 | 10 | 19 | 8.5 | No | N/A | 2 | 500 | 700 | 100 | 300 | 2025-01-01
214802062 | JINJUNYE | KF450037 | KF450037 | 9.4 | 19 | 8.5 | No | N/A | 2 | 500 | 700 | 100 | 300 | 2025-01-01
213286756 | J-KU | JKS-36H2HP-M4O |  | 12.5 | 21 | 9 | Yes | Both | 3 | 600 | 800 | 150 | 350 | 2025-01-01
213286753 | J-KU | JKS-18H2HP-M2O |  | 12.5 | 21 | 9.5 | Yes | Both | 3 | 600 | 800 | 150 | 350 | 2025-01-01
213286754 | J-KU | JKS-24H2HP-M3O |  | 12.5 | 22 | 9.05 | Yes | Both | 3 | 600 | 800 | 150 | 350 | 2025-01-01
213286755 | J-KU | JKS-42H2HP-M5O |  | 10.5 | 20 | 8.95 | No | N/A | 2 | 500 | 700 | 100 | 300 | 2025-01-01
213265622 | J-KU | JKS-09H2HP-ES(O) | JKS-09H2HP-ES(I) | 13.7 | 22 | 9 | Yes | Both | 3 | 600 | 800 | 150 | 350 | 2025-01-01
213265623 | J-KU | JKS-12H2HP-ES(O) | JKS-12H2HP-ES(I) | 13 | 21 | 9.5 | Yes | No | 3 | 600 | 800 | 150 | 350 | 2025-01-01
213265624 | J-KU | JKS-18H2HP-ES(O) | JKS-18H2HP-ES(I) | 13 | 22.5 | 8.6 | Yes | Both | 2 | 500 | 700 | 100 | 300 | 2025-01-01
213088032 | J-KU | JKS24HP230V1XC | JKS24HP230V1XE | 12.2 | 20.5 | 8.6 | Yes | Both | 2 | 500 | 700 | 100 | 300 | 2025-01-01
211583739 | J-KU | JKS09HP230V1XC | JKS09HP230V1XE | 15.5 | 27.5 | 10.5 | Yes | Both | 4 | 700 | 900 | 150 | 350 | 2025-01-01
211583740 | J-KU | JKS12HP230V1XC | JKS12HP230V1XE | 15.4 | 23.5 | 9.8 | Yes | Both | 3 | 600 | 800 | 150 | 350 | 2025-01-01
207777473 | Journey Comfort | RGV115ODU12 | RGV115HWU12 | 8.8 | 17.4 | 8.7 | No | N/A | 2 | 500 | 700 | 100 | 300 | 2025-01-01
207777474 | Journey Comfort | RGV230ODU12 | RGV230HWU12 | 8.8 | 17.6 | 8.8 | No | N/A | 2 | 500 | 700 | 100 | 300 | 2025-01-01
207777476 | Journey Comfort | RGV18ODU24 | RGV18AHU24 | 10.5 | 17 | 9.2 | No | N/A | 3 | 600 | 800 | 150 | 350 | 2025-01-01
207777477 | Journey Comfort | RGV18ODU36 | RGV18AHU36 | 10.1 | 16.9 | 8.2 | No | N/A | 1 | 400 | 600 | 100 | 300 | 2025-01-01
207777478 | Journey Comfort | RGV18ODU48 | RGV18AHU48 | 8.8 | 15.8 | 9.4 | No | N/A | 2 | 500 | 700 | 100 | 300 | 2025-01-01
211911403 | Journey Comfort | RGV115ODU09 | RGV115HWU09 | 10.1 | 17 | 9 | No | N/A | 3 | 600 | 800 | 150 | 350 | 2025-01-01
211911404 | Journey Comfort | RGV230ODU09 | RGV230HWU09 | 10.5 | 18.5 | 8.8 | No | N/A | 2 | 500 | 700 | 100 | 300 | 2025-01-01
211911405 | Journey Comfort | RGV230ODU18 | RGV230HWU18 | 9.9 | 18.3 | 8.7 | No | N/A | 2 | 500 | 700 | 100 | 300 | 2025-01-01
211911409 | Journey Comfort | CC230ODU36 | CC230HWU36 | 8.5 | 17.5 | 8.7 | No | N/A | 2 | 500 | 700 | 100 | 300 | 2025-01-01
211911410 | Journey Comfort | RGV18ODU30 | RGV18AHU30 | 10.6 | 17.3 | 8.5 | No | N/A | 2 | 500 | 700 | 100 | 300 | 2025-01-01
216723132 | K&A | MAJESTIC-12K110V-S2 | MAJESTIC-12K110V-S2 | 9.5 | 17 | 9.5 | No | N/A | 3 | 600 | 800 | 150 | 350 | 2025-01-01
216723133 | K&A | MAJESTIC-12K220V-S2 | MAJESTIC-12K220V-S2 | 9.5 | 17 | 8.3 | No | N/A | 1 | 400 | 600 | 100 | 300 | 2025-01-01
216723134 | K&A | MAJESTIC-18K220V-S2 | MAJESTIC-18K220V-S2 | 9.5 | 17 | 8.5 | No | N/A | 2 | 500 | 700 | 100 | 300 | 2025-01-01
216723135 | K&A | MAJESTIC-24K220V-S2 | MAJESTIC-24K220V-S2 | 9.5 | 17 | 9.5 | No | N/A | 3 | 600 | 800 | 150 | 350 | 2025-01-01
212369707 | K&A | MAJESTIC-24HVT-US | MAJESTIC-24HVT-US | 10 | 19 | 8.5 | No | N/A | 2 | 500 | 700 | 100 | 300 | 2025-01-01
212369708 | K&A | MAJESTIC-36HVT-US | MAJESTIC-36HVT-US | 9 | 19 | 8.5 | No | N/A | 2 | 500 | 700 | 100 | 300 | 2025-01-01
212369702 | K&A | MAJESTIC-09HVT110-US | MAJESTIC-09HVT110-US | 10 | 19 | 8.5 | No | N/A | 2 | 500 | 700 | 100 | 300 | 2025-01-01
212369703 | K&A | MAJESTIC-12HVT110-US | MAJESTIC-12HVT110-US | 10 | 19 | 8.5 | No | N/A | 2 | 500 | 700 | 100 | 300 | 2025-01-01
212369704 | K&A | MAJESTIC-09HVT-US | MAJESTIC-09HVT-US | 10 | 19 | 8.5 | No | N/A | 2 | 500 | 700 | 100 | 300 | 2025-01-01
212369705 | K&A | MAJESTIC-12HVT-US | MAJESTIC-12HVT-US | 10 | 19 | 8.5 | No | N/A | 2 | 500 | 700 | 100 | 300 | 2025-01-01
212369706 | K&A | MAJESTIC-18HVT-US | MAJESTIC-18HVT-US | 9.4 | 19 | 8.5 | No | N/A | 2 | 500 | 700 | 100 | 300 | 2025-01-01
211793561 | KADEN | KO-PS218HP-2AAMA |  | 12 | 19 | 9.8 | No | N/A | 3 | 600 | 800 | 150 | 350 | 2025-01-01
211793570 | KADEN | KO-PS555HP-2AAMA |  | 10.5 | 19 | 8.6 | No | N/A | 2 | 500 | 700 | 100 | 300 | 2025-01-01
211793564 | KADEN | KO-PS327HP-2AAMA |  | 11.7 | 21 | 9.2 | No | N/A | 3 | 600 | 800 | 150 | 350 | 2025-01-01
211793568 | KADEN | KO-PS548HP-2AAMA |  | 10.8 | 20.5 | 9.7 | No | N/A | 3 | 600 | 800 | 150 | 350 | 2025-01-01
215866696 | KADEN | KOB-HH-PS555HP-2AAMA |  | 11.7 | 20 | 10.7 | No | N/A | 4 | 700 | 900 | 150 | 350 | 2025-01-01
215866672 | KADEN | KOB-PS327HP-2AAMA |  | 12 | 21 | 9 | No | N/A | 3 | 600 | 800 | 150 | 350 | 2025-01-01
215866675 | KADEN | KOB-PS436HP-2AAMA |  | 11.7 | 20 | 9.2 | No | N/A | 3 | 600 | 800 | 150 | 350 | 2025-01-01
215866678 | KADEN | KOB-PS548HP-2AAMA |  | 12 | 20.4 | 10.6 | No | N/A | 4 | 700 | 900 | 150 | 350 | 2025-01-01
215866681 | KADEN | KOB-PS555HP-2AAMA |  | 10 | 18 | 9.2 | No | N/A | 3 | 600 | 800 | 150 | 350 | 2025-01-01
215866684 | KADEN | KOB-HH-PS218HP-2AAMA |  | 13 | 20 | 10 | No | N/A | 4 | 700 | 900 | 150 | 350 | 2025-01-01
215866687 | KADEN | KOB-HH-PS327HP-2AAMA |  | 12 | 19 | 9.5 | No | N/A | 3 | 600 | 800 | 150 | 350 | 2025-01-01
215866690 | KADEN | KOB-HH-PS436HP-2AAMA |  | 12 | 19.4 | 10.4 | No | N/A | 4 | 700 | 900 | 150 | 350 | 2025-01-01
215866693 | KADEN | KOB-HH-PS548HP-2AAMA |  | 11.7 | 20.4 | 11 | No | N/A | 4 | 700 | 900 | 150 | 350 | 2025-01-01
211793566 | KADEN | KO-PS436HP-2AAMA |  | 11 | 20 | 9.2 | No | N/A | 3 | 600 | 800 | 150 | 350 | 2025-01-01
216775644 | KADEN | KOB-PS318HP-2AAMA |  | 12 | 20 | 10 | No | N/A | 4 | 700 | 900 | 150 | 350 | 2025-01-01
216775647 | KADEN | KOB-PS427HP-2AAMA |  | 12 | 21 | 9 | No | N/A | 3 | 600 | 800 | 150 | 350 | 2025-01-01
216775650 | KADEN | KOB-PS536HP-2AAMA |  | 11.7 | 20 | 9.2 | No | N/A | 3 | 600 | 800 | 150 | 350 | 2025-01-01
216775653 | KADEN | KOB-PS648HP-2AAMA |  | 12 | 20.4 | 10.6 | No | N/A | 4 | 700 | 900 | 150 | 350 | 2025-01-01
216775656 | KADEN | KOB-PS655HP-2AAMA |  | 10 | 18 | 9.2 | No | N/A | 3 | 600 | 800 | 150 | 350 | 2025-01-01
216775659 | KADEN | KOB-HH-PS318HP-2AAMA |  | 13 | 20 | 10 | No | N/A | 4 | 700 | 900 | 150 | 350 | 2025-01-01
216775662 | KADEN | KOB-HH-PS427HP-2AAMA |  | 12 | 19 | 9.5 | No | N/A | 3 | 600 | 800 | 150 | 350 | 2025-01-01
216775671 | KADEN | KOB-HH-PS655HP-2AAMA |  | 11.7 | 20 | 10.7 | No | N/A | 4 | 700 | 900 | 150 | 350 | 2025-01-01
216775665 | KADEN | KOB-HH-PS536HP-2AAMA |  | 12 | 19.4 | 10.4 | No | N/A | 4 | 700 | 900 | 150 | 350 | 2025-01-01
216775668 | KADEN | KOB-HH-PS648HP-2AAMA |  | 11.7 | 20.4 | 11 | No | N/A | 4 | 700 | 900 | 150 | 350 | 2025-01-01
215866669 | KADEN | KOB-PS218HP-2AAMA |  | 12 | 20 | 10 | No | N/A | 4 | 700 | 900 | 150 | 350 | 2025-01-01
215866668 | KADEN | KOB-PS218HP-2AAMA |  | 14 | 25.1 | 9.8 | No | N/A | 3 | 600 | 800 | 150 | 350 | 2025-01-01
216775667 | KADEN | KOB-HH-PS648HP-2AAMA |  | 12 | 23 | 11 | No | N/A | 4 | 700 | 900 | 150 | 350 | 2025-01-01
216775670 | KADEN | KOB-HH-PS655HP-2AAMA |  | 12 | 22.2 | 10.5 | No | N/A | 4 | 700 | 900 | 150 | 350 | 2025-01-01
216775661 | KADEN | KOB-HH-PS427HP-2AAMA |  | 12.5 | 23 | 10.5 | No | N/A | 4 | 700 | 900 | 150 | 350 | 2025-01-01
216775664 | KADEN | KOB-HH-PS536HP-2AAMA |  | 13 | 23 | 10.7 | No | N/A | 4 | 700 | 900 | 150 | 350 | 2025-01-01
216775655 | KADEN | KOB-PS655HP-2AAMA |  | 10 | 22 | 9.5 | No | N/A | 3 | 600 | 800 | 150 | 350 | 2025-01-01
216775658 | KADEN | KOB-HH-PS318HP-2AAMA |  | 15 | 25 | 10.4 | No | N/A | 4 | 700 | 900 | 150 | 350 | 2025-01-01
216775649 | KADEN | KOB-PS536HP-2AAMA |  | 12 | 24 | 9.5 | No | N/A | 3 | 600 | 800 | 150 | 350 | 2025-01-01
216775652 | KADEN | KOB-PS648HP-2AAMA |  | 12.5 | 24 | 10.3 | No | N/A | 4 | 700 | 900 | 150 | 350 | 2025-01-01
216775643 | KADEN | KOB-PS318HP-2AAMA |  | 14 | 25.1 | 9.8 | No | N/A | 3 | 600 | 800 | 150 | 350 | 2025-01-01
216775646 | KADEN | KOB-PS427HP-2AAMA |  | 13 | 25 | 9.5 | No | N/A | 3 | 600 | 800 | 150 | 350 | 2025-01-01
211793565 | KADEN | KO-PS436HP-2AAMA |  | 11.7 | 23.9 | 9.5 | No | N/A | 3 | 600 | 800 | 150 | 350 | 2025-01-01
215866695 | KADEN | KOB-HH-PS555HP-2AAMA |  | 12 | 22.2 | 10.5 | No | N/A | 4 | 700 | 900 | 150 | 350 | 2025-01-01
215866689 | KADEN | KOB-HH-PS436HP-2AAMA |  | 13 | 23 | 10.7 | No | N/A | 4 | 700 | 900 | 150 | 350 | 2025-01-01
215866692 | KADEN | KOB-HH-PS548HP-2AAMA |  | 12 | 23 | 11 | No | N/A | 4 | 700 | 900 | 150 | 350 | 2025-01-01
215866683 | KADEN | KOB-HH-PS218HP-2AAMA |  | 15 | 25 | 10.4 | No | N/A | 4 | 700 | 900 | 150 | 350 | 2025-01-01
215866686 | KADEN | KOB-HH-PS327HP-2AAMA |  | 12.5 | 23 | 10.5 | No | N/A | 4 | 700 | 900 | 150 | 350 | 2025-01-01
215866677 | KADEN | KOB-PS548HP-2AAMA |  | 12.5 | 24 | 10.3 | No | N/A | 4 | 700 | 900 | 150 | 350 | 2025-01-01
215866680 | KADEN | KOB-PS555HP-2AAMA |  | 10 | 22 | 9.5 | No | N/A | 3 | 600 | 800 | 150 | 350 | 2025-01-01
215866671 | KADEN | KOB-PS327HP-2AAMA |  | 13 | 25 | 9.5 | No | N/A | 3 | 600 | 800 | 150 | 350 | 2025-01-01
215866674 | KADEN | KOB-PS436HP-2AAMA |  | 12 | 24 | 9.5 | No | N/A | 3 | 600 | 800 | 150 | 350 | 2025-01-01
211793563 | KADEN | KO-PS327HP-2AAMA |  | 12.7 | 24.6 | 9.5 | No | N/A | 3 | 600 | 800 | 150 | 350 | 2025-01-01
211793569 | KADEN | KO-PS555HP-2AAMA |  | 10.5 | 21.3 | 9.1 | No | N/A | 3 | 600 | 800 | 150 | 350 | 2025-01-01
211793567 | KADEN | KO-PS548HP-2AAMA |  | 12.5 | 23.4 | 8.7 | No | N/A | 2 | 500 | 700 | 100 | 300 | 2025-01-01
211793560 | KADEN | KO-PS218HP-2AAMA |  | 13.9 | 22.9 | 10.5 | No | N/A | 4 | 700 | 900 | 150 | 350 | 2025-01-01
211793562 | KADEN | KO-PS218HP-2AAMA |  | 12.95 | 20.95 | 10.15 | No | N/A | 4 | 700 | 900 | 150 | 350 | 2025-01-01
215866697 | KADEN | KOB-HH-PS555HP-2AAMA |  | 11.85 | 21.1 | 10.6 | No | N/A | 4 | 700 | 900 | 150 | 350 | 2025-01-01
215866670 | KADEN | KOB-PS218HP-2AAMA |  | 13 | 22.55 | 9.9 | No | N/A | 3 | 600 | 800 | 150 | 350 | 2025-01-01
215866673 | KADEN | KOB-PS327HP-2AAMA |  | 12.5 | 23 | 9.25 | No | N/A | 3 | 600 | 800 | 150 | 350 | 2025-01-01
215866679 | KADEN | KOB-PS548HP-2AAMA |  | 12.25 | 22.2 | 10.45 | No | N/A | 4 | 700 | 900 | 150 | 350 | 2025-01-01
215866676 | KADEN | KOB-PS436HP-2AAMA |  | 11.85 | 22 | 9.35 | No | N/A | 3 | 600 | 800 | 150 | 350 | 2025-01-01
215866682 | KADEN | KOB-PS555HP-2AAMA |  | 10 | 20 | 9.35 | No | N/A | 3 | 600 | 800 | 150 | 350 | 2025-01-01
215866685 | KADEN | KOB-HH-PS218HP-2AAMA |  | 14 | 22.5 | 10.2 | No | N/A | 4 | 700 | 900 | 150 | 350 | 2025-01-01
215866694 | KADEN | KOB-HH-PS548HP-2AAMA |  | 11.85 | 21.7 | 11 | No | N/A | 4 | 700 | 900 | 150 | 350 | 2025-01-01
215866691 | KADEN | KOB-HH-PS436HP-2AAMA |  | 12.5 | 21.2 | 10.55 | No | N/A | 4 | 700 | 900 | 150 | 350 | 2025-01-01
215866688 | KADEN | KOB-HH-PS327HP-2AAMA |  | 12.25 | 21 | 10 | No | N/A | 4 | 700 | 900 | 150 | 350 | 2025-01-01
216775645 | KADEN | KOB-PS318HP-2AAMA |  | 13 | 22.55 | 9.9 | No | N/A | 3 | 600 | 800 | 150 | 350 | 2025-01-01
216775654 | KADEN | KOB-PS648HP-2AAMA |  | 12.25 | 22.2 | 10.45 | No | N/A | 4 | 700 | 900 | 150 | 350 | 2025-01-01
216775651 | KADEN | KOB-PS536HP-2AAMA |  | 11.85 | 22 | 9.35 | No | N/A | 3 | 600 | 800 | 150 | 350 | 2025-01-01
216775648 | KADEN | KOB-PS427HP-2AAMA |  | 12.5 | 23 | 9.25 | No | N/A | 3 | 600 | 800 | 150 | 350 | 2025-01-01
216775657 | KADEN | KOB-PS655HP-2AAMA |  | 10 | 20 | 9.35 | No | N/A | 3 | 600 | 800 | 150 | 350 | 2025-01-01
216775663 | KADEN | KOB-HH-PS427HP-2AAMA |  | 12.25 | 21 | 10 | No | N/A | 4 | 700 | 900 | 150 | 350 | 2025-01-01
216775660 | KADEN | KOB-HH-PS318HP-2AAMA |  | 14 | 22.5 | 10.2 | No | N/A | 4 | 700 | 900 | 150 | 350 | 2025-01-01
216775666 | KADEN | KOB-HH-PS536HP-2AAMA |  | 12.5 | 21.2 | 10.55 | No | N/A | 4 | 700 | 900 | 150 | 350 | 2025-01-01
216775669 | KADEN | KOB-HH-PS648HP-2AAMA |  | 11.85 | 21.7 | 11 | No | N/A | 4 | 700 | 900 | 150 | 350 | 2025-01-01
216775672 | KADEN | KOB-HH-PS655HP-2AAMA |  | 11.85 | 21.1 | 10.6 | No | N/A | 4 | 700 | 900 | 150 | 350 | 2025-01-01
216623808 | KADEN | KOB-HH-PSX33HP-2AAMA | KIB-PSX33WM-2AAMA | 12 | 19.5 | 10.5 | No | N/A | 4 | 700 | 900 | 150 | 350 | 2025-01-01
216623809 | KADEN | KOB-PSX09HP-1AAMA | KIB-PSX09WM-1AAMA | 14.5 | 25.4 | 10 | No | N/A | 4 | 700 | 900 | 150 | 350 | 2025-01-01
216505487 | KADEN | KOB-HH-PSX36HP-2AAMA | KIB-PSX36WM-2AAMA | 12 | 19.5 | 10.5 | No | N/A | 4 | 700 | 900 | 150 | 350 | 2025-01-01
215866628 | KADEN | KOB-HH-PSX06HP-2AAMA | KIB-PSX06WM-2AAMA | 18 | 25.5 | 14.8 | No | N/A | 4 | 700 | 900 | 150 | 350 | 2025-01-01
215866629 | KADEN | KOB-HH-PSX09HP-2AAMA | KIB-PSX09WM-2AAMA | 15.4 | 27.4 | 12.5 | No | N/A | 4 | 700 | 900 | 150 | 350 | 2025-01-01
215866630 | KADEN | KOB-HH-PSX12HP-2AAMA | KIB-PSX12WM-2AAMA | 13.4 | 25.4 | 10.5 | No | N/A | 4 | 700 | 900 | 150 | 350 | 2025-01-01
215866631 | KADEN | KOB-HH-PSX18HP-2AAMA | KIB-PSX18WM-2AAMA | 12.5 | 21.4 | 11 | No | N/A | 4 | 700 | 900 | 150 | 350 | 2025-01-01
215866632 | KADEN | KOB-HH-PSX24HP-2AAMA | KIB-PSX24WM-2AAMA | 13 | 21 | 13.5 | No | N/A | 4 | 700 | 900 | 150 | 350 | 2025-01-01
215866634 | KADEN | KOB-PSX12HP-1AAMA | KIB-PSX12WM-1AAMA | 13 | 23.4 | 9.5 | No | N/A | 3 | 600 | 800 | 150 | 350 | 2025-01-01
215866635 | KADEN | KOB-PSX09HP-2AAMA | KIB-PSX09WM-2AAMA | 14.9 | 25.8 | 12.5 | No | N/A | 4 | 700 | 900 | 150 | 350 | 2025-01-01
215866636 | KADEN | KOB-PSX12HP-2AAMA | KIB-PSX12WM-2AAMA | 13 | 25.5 | 10.6 | No | N/A | 4 | 700 | 900 | 150 | 350 | 2025-01-01
215866637 | KADEN | KOB-PSX18HP-2AAMA | KIB-PSX18WM-2AAMA | 12.7 | 23.5 | 10.8 | No | N/A | 4 | 700 | 900 | 150 | 350 | 2025-01-01
215866638 | KADEN | KOB-PSX24HP-2AAMA | KIB-PSX24WM-2AAMA | 14 | 23 | 11.7 | No | N/A | 4 | 700 | 900 | 150 | 350 | 2025-01-01
215866639 | KADEN | KOB-PSX30HP-2AAMA | KIB-PSX30WM-2AAMA | 12 | 20.5 | 9.5 | No | N/A | 3 | 600 | 800 | 150 | 350 | 2025-01-01
215866640 | KADEN | KOB-PSX36HP-2AAMA | KIB-PSX36WM-2AAMA | 8.6 | 19 | 8.5 | No | N/A | 2 | 500 | 700 | 100 | 300 | 2025-01-01
215866641 | KADEN | KOB-HH-PSX09HP-2AAMA | KIB-PSX09CT-2AAMA | 14 | 22.6 | 12.1 | No | N/A | 4 | 700 | 900 | 150 | 350 | 2025-01-01
215866642 | KADEN | KOB-HH-PSX12HP-2AAMA | KIB-PSX12CT-2AAMA | 12.5 | 22.2 | 11.6 | No | N/A | 4 | 700 | 900 | 150 | 350 | 2025-01-01
215866643 | KADEN | KOB-HH-PSX18HP-2AAMA | KIB-PSX18CT-2AAMA | 12.5 | 20 | 12.3 | No | N/A | 4 | 700 | 900 | 150 | 350 | 2025-01-01
215866644 | KADEN | KOB-HH-PSX24HP-2AAMA | KIB-PSX24CT-2AAMA | 12 | 20.7 | 11.6 | No | N/A | 4 | 700 | 900 | 150 | 350 | 2025-01-01
215866645 | KADEN | KOB-PSX09HP-2AAMA | KIB-PSX09CT-2AAMA | 14.3 | 21.6 | 11.3 | No | N/A | 4 | 700 | 900 | 150 | 350 | 2025-01-01
215866646 | KADEN | KOB-PSX12HP-2AAMA | KIB-PSX12CT-2AAMA | 12.5 | 21.1 | 10.4 | No | N/A | 4 | 700 | 900 | 150 | 350 | 2025-01-01
215866647 | KADEN | KOB-PSX18HP-2AAMA | KIB-PSX18CT-2AAMA | 12.5 | 20.7 | 11.4 | No | N/A | 4 | 700 | 900 | 150 | 350 | 2025-01-01
215866648 | KADEN | KOB-PSX24HP-2AAMA | KIB-PSX24CT-2AAMA | 12 | 22 | 10.5 | No | N/A | 4 | 700 | 900 | 150 | 350 | 2025-01-01
215866649 | KADEN | KOB-HH-PSX09HP-2AAMA | KIB-PSX09LS-2AAMA | 13.4 | 21.4 | 12.5 | No | N/A | 4 | 700 | 900 | 150 | 350 | 2025-01-01
215866650 | KADEN | KOB-HH-PSX09HP-2AAMA | KIB-PSX09HS-2AAMA | 14 | 20.5 | 13.8 | No | N/A | 4 | 700 | 900 | 150 | 350 | 2025-01-01
215866651 | KADEN | KOB-HH-PSX12HP-2AAMA | KIB-PSX12LS-2AAMA | 12 | 20 | 10 | No | N/A | 4 | 700 | 900 | 150 | 350 | 2025-01-01
215866652 | KADEN | KOB-HH-PSX12HP-2AAMA | KIB-PSX12HS-2AAMA | 12 | 20 | 10.6 | No | N/A | 4 | 700 | 900 | 150 | 350 | 2025-01-01
215866653 | KADEN | KOB-HH-PSX18HP-2AAMA | KIB-PSX18HS-2AAMA | 12 | 18.4 | 11.1 | No | N/A | 4 | 700 | 900 | 150 | 350 | 2025-01-01
215866654 | KADEN | KOB-HH-PSX24HP-2AAMA | KIB-PSX24HS-2AAMA | 12 | 19 | 11.7 | No | N/A | 4 | 700 | 900 | 150 | 350 | 2025-01-01
215866655 | KADEN | KOB-PSX09HP-2AAMA | KIB-PSX09LS-2AAMA | 12.8 | 19.5 | 11 | No | N/A | 4 | 700 | 900 | 150 | 350 | 2025-01-01
215866656 | KADEN | KOB-PSX09HP-2AAMA | KIB-PSX09HS-2AAMA | 13 | 19.7 | 11.5 | No | N/A | 4 | 700 | 900 | 150 | 350 | 2025-01-01
215866657 | KADEN | KOB-PSX12HP-2AAMA | KIB-PSX12LS-2AAMA | 11.7 | 19 | 10.2 | No | N/A | 4 | 700 | 900 | 150 | 350 | 2025-01-01
215866658 | KADEN | KOB-PSX12HP-2AAMA | KIB-PSX12HS-2AAMA | 12 | 19.5 | 10.5 | No | N/A | 4 | 700 | 900 | 150 | 350 | 2025-01-01
215866659 | KADEN | KOB-PSX18HP-2AAMA | KIB-PSX18HS-2AAMA | 13.3 | 20 | 11.3 | No | N/A | 4 | 700 | 900 | 150 | 350 | 2025-01-01
215866660 | KADEN | KOB-PSX24HP-2AAMA | KIB-PSX24HS-2AAMA | 12.5 | 19 | 11 | No | N/A | 4 | 700 | 900 | 150 | 350 | 2025-01-01
215866661 | KADEN | KOB-HH-PSX06HP-2AAMA | KIB-PSX06CW-2AAMA | 15 | 22 | 12 | No | N/A | 4 | 700 | 900 | 150 | 350 | 2025-01-01
215866662 | KADEN | KOB-HH-PSX09HP-2AAMA | KIB-PSX09CW-2AAMA | 14.6 | 24 | 12.1 | No | N/A | 4 | 700 | 900 | 150 | 350 | 2025-01-01
215866663 | KADEN | KOB-HH-PSX12HP-2AAMA | KIB-PSX12CW-2AAMA | 13 | 23 | 10 | No | N/A | 4 | 700 | 900 | 150 | 350 | 2025-01-01
215866664 | KADEN | KOB-HH-PSX18HP-2AAMA | KIB-PSX18CW-2AAMA | 12.5 | 20.6 | 12.2 | No | N/A | 4 | 700 | 900 | 150 | 350 | 2025-01-01
215866665 | KADEN | KOB-PSX09HP-2AAMA | KIB-PSX09CW-2AAMA | 14.4 | 22.1 | 11.8 | No | N/A | 4 | 700 | 900 | 150 | 350 | 2025-01-01
215866666 | KADEN | KOB-PSX12HP-2AAMA | KIB-PSX12CW-2AAMA | 12.3 | 22.1 | 10 | No | N/A | 4 | 700 | 900 | 150 | 350 | 2025-01-01
215866667 | KADEN | KOB-PSX18HP-2AAMA | KIB-PSX18CW-2AAMA | 12.5 | 22.2 | 12.2 | No | N/A | 4 | 700 | 900 | 150 | 350 | 2025-01-01
213265556 | KADEN | KO-PSX06HP-2AAMA | KI-PSX06WM-2AAMA | 15.8 | 26.5 | 13.6 | No | N/A | 4 | 700 | 900 | 150 | 350 | 2025-01-01
211793571 | KADEN | KO-PSX09HP-2AAMA | KI-PSX09CT-2AAMA | 13 | 20 | 10 | No | N/A | 4 | 700 | 900 | 150 | 350 | 2025-01-01
211793572 | KADEN | KO-PSX09HP-2AAMA | KI-PSX09CW-2AAMA | 13 | 22.5 | 11.5 | No | N/A | 4 | 700 | 900 | 150 | 350 | 2025-01-01
211793573 | KADEN | KO-PSX12HP-2AAMA | KI-PSX12CT-2AAMA | 14 | 22.7 | 10 | No | N/A | 4 | 700 | 900 | 150 | 350 | 2025-01-01
211793574 | KADEN | KO-PSX12HP-2AAMA | KI-PSX12CW-2AAMA | 12.6 | 22 | 9.8 | No | N/A | 3 | 600 | 800 | 150 | 350 | 2025-01-01
211793575 | KADEN | KO-PSX18HP-2AAMA | KI-PSX18CT-2AAMA | 12.5 | 20.5 | 10.5 | No | N/A | 4 | 700 | 900 | 150 | 350 | 2025-01-01
211793576 | KADEN | KO-PSX18HP-2AAMA | KI-PSX18CW-2AAMA | 12.5 | 21.8 | 10.7 | No | N/A | 4 | 700 | 900 | 150 | 350 | 2025-01-01
211793577 | KADEN | KO-PSX24HP-2AAMA | KI-PSX24CT-2AAMA | 12.5 | 21.5 | 9.7 | No | N/A | 3 | 600 | 800 | 150 | 350 | 2025-01-01
211793554 | KADEN | KO-PSX09HP-1AAMA | KI-PSX09WM-1AAMA | 13 | 23.5 | 10 | No | N/A | 4 | 700 | 900 | 150 | 350 | 2025-01-01
211793555 | KADEN | KO-PSX12HP-1AAMA | KI-PSX12WM-1AAMA | 13 | 23.5 | 10 | No | N/A | 4 | 700 | 900 | 150 | 350 | 2025-01-01
211793556 | KADEN | KO-PSX09HP-2AAMA | KI-PSX09WM-2AAMA | 15 | 25.5 | 12.3 | No | N/A | 4 | 700 | 900 | 150 | 350 | 2025-01-01
211793557 | KADEN | KO-PSX12HP-2AAMA | KI-PSX12WM-2AAMA | 13.7 | 24.6 | 10.7 | No | N/A | 4 | 700 | 900 | 150 | 350 | 2025-01-01
211793558 | KADEN | KO-PSX18HP-2AAMA | KI-PSX18WM-2AAMA | 12.5 | 23.5 | 10.8 | No | N/A | 4 | 700 | 900 | 150 | 350 | 2025-01-01
211793559 | KADEN | KO-PSX24HP-2AAMA | KI-PSX24WM-2AAMA | 14 | 22 | 10 | No | N/A | 4 | 700 | 900 | 150 | 350 | 2025-01-01
208836317 | Kanartic | KEOS-18UHE-NA | KEOS-18UHE-NA | 13 | 22 | 10.6 | Yes | Both | 4 | 700 | 900 | 150 | 350 | 2025-01-01
208836319 | Kanartic | KEOS-12UHE-NA | KEOS-12UHE-NA | 13 | 23.1 | 10.5 | Yes | Both | 4 | 700 | 900 | 150 | 350 | 2025-01-01
208836320 | Kanartic | KEOS-09UHE-NA | KEOS-09UHE-NA | 15.8 | 26.4 | 11.6 | Yes | Both | 4 | 700 | 900 | 150 | 350 | 2025-01-01
212360145 | KANIONco | KWSMO-18R410AIHH |  | 12 | 19 | 9.8 | Yes | Both | 3 | 600 | 800 | 150 | 350 | 2025-01-01
212360148 | KANIONco | KWSMO-27R410AIHH |  | 11.7 | 21 | 9.2 | Yes | No | 3 | 600 | 800 | 150 | 350 | 2025-01-01
212360151 | KANIONco | KWSMO-36R410AIHH |  | 11 | 20 | 9.2 | No | N/A | 3 | 600 | 800 | 150 | 350 | 2025-01-01
212360154 | KANIONco | KWSMO-48R410AIHH |  | 10.8 | 20.5 | 9.7 | No | N/A | 3 | 600 | 800 | 150 | 350 | 2025-01-01
207691848 | KANIONco | KWSMO-18R410AIHMV |  | 12 | 19 | 9.8 | Yes | Both | 3 | 600 | 800 | 150 | 350 | 2025-01-01
207691850 | KANIONco | KWSMO-30R410AIHMV |  | 11.7 | 21 | 9.2 | Yes | No | 3 | 600 | 800 | 150 | 350 | 2025-01-01
207691853 | KANIONco | KWSMO-48R410AIHMV |  | 10.8 | 20.5 | 9.7 | No | N/A | 3 | 600 | 800 | 150 | 350 | 2025-01-01
207691856 | KANIONco | KWSMO-36R410AIHMV |  | 11 | 20 | 9.2 | No | N/A | 3 | 600 | 800 | 150 | 350 | 2025-01-01
217048780 | KANIONco | KWSMO-18IR454BHS20 |  | 12 | 21 | 9.5 | Yes | Both | 3 | 600 | 800 | 150 | 350 | 2025-01-01
217048781 | KANIONco | KWSMO-27IR454BHS20 |  | 12 | 22 | 9 | Yes | Both | 3 | 600 | 800 | 150 | 350 | 2025-01-01
217048782 | KANIONco | KWSMO-36IR454BHS19 |  | 11.7 | 20 | 8.5 | Yes | Yes | 2 | 500 | 700 | 100 | 300 | 2025-01-01
217048783 | KANIONco | KWSMO-42IR454BHS19 |  | 11.7 | 20 | 8.5 | Yes | Yes | 2 | 500 | 700 | 100 | 300 | 2025-01-01
217048776 | KANIONco | KWSMO-18IR454BHS20 |  | 13 | 24 | 10 | Yes | Both | 4 | 700 | 900 | 150 | 350 | 2025-01-01
217048777 | KANIONco | KWSMO-27IR454BHS20 |  | 12 | 24 | 10 | Yes | Both | 4 | 700 | 900 | 150 | 350 | 2025-01-01
217048778 | KANIONco | KWSMO-36IR454BHS19 |  | 12 | 22.5 | 9.5 | Yes | Yes | 3 | 600 | 800 | 150 | 350 | 2025-01-01
217048779 | KANIONco | KWSMO-42IR454BHS19 |  | 12 | 22 | 9.5 | Yes | Yes | 3 | 600 | 800 | 150 | 350 | 2025-01-01
213298359 | KANIONco | KWSMO-18IR410AHSP |  | 12 | 22 | 9 | No | N/A | 3 | 600 | 800 | 150 | 350 | 2025-01-01
213298360 | KANIONco | KWSMO-36IR410AHSP |  | 12 | 21.5 | 9 | Yes | No | 3 | 600 | 800 | 150 | 350 | 2025-01-01
213298361 | KANIONco | KWSMO-27IR410AHSP |  | 12 | 22 | 9 | Yes | No | 3 | 600 | 800 | 150 | 350 | 2025-01-01
207805781 | KANIONco | KWSMO-18R410AIHMV |  | 12.5 | 21 | 10.2 | Yes | No | 4 | 700 | 900 | 150 | 350 | 2025-01-01
207691855 | KANIONco | KWSMO-36R410AIHMV |  | 10.6 | 23.1 | 9.6 | No | N/A | 3 | 600 | 800 | 150 | 350 | 2025-01-01
207691852 | KANIONco | KWSMO-48R410AIHMV |  | 11 | 21.1 | 9.5 | No | N/A | 3 | 600 | 800 | 150 | 350 | 2025-01-01
207691849 | KANIONco | KWSMO-30R410AIHMV |  | 12.2 | 23.5 | 9.2 | Yes | No | 3 | 600 | 800 | 150 | 350 | 2025-01-01
205645144 | KANIONco | KWSMO-18R410AIH |  | 12 | 22.4 | 9.1 | Yes | No | 3 | 600 | 800 | 150 | 350 | 2025-01-01
205645145 | KANIONco | KWSMO-30R410AIH |  | 12.5 | 23 | 9.2 | Yes | No | 3 | 600 | 800 | 150 | 350 | 2025-01-01
205645146 | KANIONco | KWSMO-36R410AIH |  | 11.5 | 22.5 | 9 | No | N/A | 3 | 600 | 800 | 150 | 350 | 2025-01-01
204760843 | KANIONco | KWSMO-48R410AIH |  | 11.6 | 21.5 | 8.7 | No | N/A | 2 | 500 | 700 | 100 | 300 | 2025-01-01
202784839 | KANIONco | KWSMO-18R410AIH |  | 11.7 | 20.5 | 8.9 | Yes | No | 2 | 500 | 700 | 100 | 300 | 2025-01-01
202356686 | KANIONco | KWSMO-36R410AIH |  | 10.8 | 22.5 | 9.2 | No | N/A | 3 | 600 | 800 | 150 | 350 | 2025-01-01
212360150 | KANIONco | KWSMO-36R410AIHH |  | 10.6 | 23.1 | 9.6 | No | N/A | 3 | 600 | 800 | 150 | 350 | 2025-01-01
212360153 | KANIONco | KWSMO-48R410AIHH |  | 11 | 21.1 | 9.5 | No | N/A | 3 | 600 | 800 | 150 | 350 | 2025-01-01
212360144 | KANIONco | KWSMO-18R410AIHH |  | 12.5 | 21 | 10.2 | Yes | No | 4 | 700 | 900 | 150 | 350 | 2025-01-01
212360147 | KANIONco | KWSMO-27R410AIHH |  | 12.2 | 23.5 | 9.2 | Yes | No | 3 | 600 | 800 | 150 | 350 | 2025-01-01
212360146 | KANIONco | KWSMO-18R410AIHH |  | 12.25 | 20 | 10 | Yes | No | 4 | 700 | 900 | 150 | 350 | 2025-01-01
212360149 | KANIONco | KWSMO-27R410AIHH |  | 11.95 | 22.25 | 9.2 | Yes | No | 3 | 600 | 800 | 150 | 350 | 2025-01-01
212360152 | KANIONco | KWSMO-36R410AIHH |  | 10.8 | 21.55 | 9.4 | No | N/A | 3 | 600 | 800 | 150 | 350 | 2025-01-01
212360155 | KANIONco | KWSMO-48R410AIHH |  | 10.9 | 20.8 | 9.6 | No | N/A | 3 | 600 | 800 | 150 | 350 | 2025-01-01
207691851 | KANIONco | KWSMO-30R410AIHMV |  | 11.95 | 22.25 | 9.2 | Yes | No | 3 | 600 | 800 | 150 | 350 | 2025-01-01
207691857 | KANIONco | KWSMO-36R410AIHMV |  | 10.8 | 21.55 | 9.4 | No | N/A | 3 | 600 | 800 | 150 | 350 | 2025-01-01
207691854 | KANIONco | KWSMO-48R410AIHMV |  | 10.9 | 20.8 | 9.6 | No | N/A | 3 | 600 | 800 | 150 | 350 | 2025-01-01
207805780 | KANIONco | KWSMO-18R410AIHMV |  | 12.25 | 20 | 10 | Yes | No | 4 | 700 | 900 | 150 | 350 | 2025-01-01
207699079 | KANIONco | KWSM-09IR410AHS24MV | KWSM-09IR410AHS24MV | 14 | 24 | 11.4 | Yes | Both | 4 | 700 | 900 | 150 | 350 | 2025-01-01
207699080 | KANIONco | KWSM-12IR410AHS22MV | KWSM-12IR410AHS22MV | 12.5 | 23.1 | 9.3 | Yes | No | 3 | 600 | 800 | 150 | 350 | 2025-01-01
207699081 | KANIONco | KWSM-18IR410AHS23.5MV | KWSM-18IR410AHS23.5MV | 13.5 | 23.7 | 10.3 | Yes | Both | 4 | 700 | 900 | 150 | 350 | 2025-01-01
212615044 | KANIONco | KD-60IR410AHSODU | KD-60IR410AHSIDU | 10.3 | 17 | 8.4 | No | N/A | 1 | 400 | 600 | 100 | 300 | 2025-01-01
212615045 | KANIONco | KD-09IR410AHSODU | KD-09IR410AHSIDU | 13.2 | 20.2 | 12 | Yes | Both | 4 | 700 | 900 | 150 | 350 | 2025-01-01
212615046 | KANIONco | KD-36IR410AHSODU | KD-36IR410AHSIDU | 8.8 | 15.8 | 8.8 | No | N/A | 2 | 500 | 700 | 100 | 300 | 2025-01-01
212615048 | KANIONco | KD-24IR410AHSODU | KD-24IR410AHSIDU | 12 | 19.2 | 10.5 | Yes | Both | 4 | 700 | 900 | 150 | 350 | 2025-01-01
212615049 | KANIONco | KD-12IR410AHSODU | KD-12IR410AHSIDU | 11.7 | 19.5 | 10 | Yes | Both | 4 | 700 | 900 | 150 | 350 | 2025-01-01
212615050 | KANIONco | KD-18IR410AHSODU | KD-18IR410AHSIDU | 11.7 | 18 | 9.5 | Yes | Both | 3 | 600 | 800 | 150 | 350 | 2025-01-01
209248934 | KANIONco | KWSM-09IR410AHS22L | KWSM-09IR410AHS22L | 12.5 | 23 | 9 | No | N/A | 3 | 600 | 800 | 150 | 350 | 2025-01-01
209248935 | KANIONco | KWSM-12IR410AHS22L | KWSM-12IR410AHS22L | 12.5 | 22 | 9 | No | N/A | 3 | 600 | 800 | 150 | 350 | 2025-01-01
209248936 | KANIONco | KWSM-09IR410AHS23 | KWSM-09IR410AHS23 | 13 | 23.5 | 9.2 | No | N/A | 3 | 600 | 800 | 150 | 350 | 2025-01-01
209248937 | KANIONco | KWSM-12IR410AHS23 | KWSM-12IR410AHS23 | 13 | 23 | 9.5 | No | N/A | 3 | 600 | 800 | 150 | 350 | 2025-01-01
209248938 | KANIONco | KWSM-18IR410AHS21.5 | KWSM-18IR410AHS21.5 | 13 | 22 | 9 | Yes | No | 3 | 600 | 800 | 150 | 350 | 2025-01-01
209248939 | KANIONco | KWSM-24IR410AHS20 | KWSM-24IR410AHS20 | 12.5 | 20 | 9 | Yes | No | 3 | 600 | 800 | 150 | 350 | 2025-01-01
212614233 | KANIONco | KWSM-12IR410AHS16MVODU | KWSM-12IR410AHS16MVIDU | 8.8 | 17.6 | 8.8 | No | N/A | 2 | 500 | 700 | 100 | 300 | 2025-01-01
207699077 | KANIONco | KWSM-09IR410AHS24MVL | KWSM-09IR410AHS24MVL | 14 | 24 | 9.6 | Yes | No | 3 | 600 | 800 | 150 | 350 | 2025-01-01
207699078 | KANIONco | KWSM-12IR410AHS21.5MVL | KWSM-12IR410AHS21.5MVL | 12.5 | 22.7 | 10 | Yes | No | 4 | 700 | 900 | 150 | 350 | 2025-01-01
207699082 | KANIONco | KWSM-24IR410AHS21MV | KWSM-24IR410AHS21MV | 12.5 | 21 | 9 | Yes | No | 3 | 600 | 800 | 150 | 350 | 2025-01-01
207699083 | KANIONco | KWSM-09IR410AHS16MVL | KWSM-09IR410AHS16MVL | 10.1 | 17 | 9 | No | N/A | 3 | 600 | 800 | 150 | 350 | 2025-01-01
207699084 | KANIONco | KWSM-12IR410AHS16MVL | KWSM-12IR410AHS16MVL | 8.8 | 17.4 | 8.7 | No | N/A | 2 | 500 | 700 | 100 | 300 | 2025-01-01
207699085 | KANIONco | KWSM-09IR410AHS16MV | KWSM-09IR410AHS16MV | 10.5 | 18.5 | 8.8 | Yes | Yes | 2 | 500 | 700 | 100 | 300 | 2025-01-01
207699086 | KANIONco | KWSM-12IR410AHS16MV | KWSM-12IR410AHS16MV | 8.8 | 17.6 | 8.8 | No | N/A | 2 | 500 | 700 | 100 | 300 | 2025-01-01
207699087 | KANIONco | KWSM-18IR410AHS16MV | KWSM-18IR410AHS16MV | 9.9 | 18.3 | 8.7 | No | N/A | 2 | 500 | 700 | 100 | 300 | 2025-01-01
207699089 | KANIONco | KWSM-09IR410AHS20.5MVL | KWSM-09IR410AHS20.5MVL | 12.5 | 21.5 | 9 | Yes | No | 3 | 600 | 800 | 150 | 350 | 2025-01-01
207699090 | KANIONco | KWSM-12IR410AHS20MVL | KWSM-12IR410AHS20MVL | 10.3 | 20.8 | 8.7 | No | N/A | 2 | 500 | 700 | 100 | 300 | 2025-01-01
207699091 | KANIONco | KWSM-09IR410AHS21.5MV | KWSM-09IR410AHS21.5MV | 12.6 | 21.7 | 9.1 | Yes | No | 3 | 600 | 800 | 150 | 350 | 2025-01-01
207699092 | KANIONco | KWSM-12IR410AHS20.5MV | KWSM-12IR410AHS20.5MV | 10.8 | 21.4 | 9.1 | No | N/A | 3 | 600 | 800 | 150 | 350 | 2025-01-01
207699093 | KANIONco | KWSM-18IR410AHS19MV | KWSM-18IR410AHS19MV | 10.5 | 19 | 8.7 | No | N/A | 2 | 500 | 700 | 100 | 300 | 2025-01-01
207699094 | KANIONco | KWSM-24IR410AHS18MV | KWSM-24IR410AHS18MV | 9 | 18 | 8.6 | No | N/A | 2 | 500 | 700 | 100 | 300 | 2025-01-01
207645899 | KANIONco | KWSM-24IR410AHS23MV | KWSM-24IR410AHS22MV | 12.5 | 21 | 9 | Yes | No | 3 | 600 | 800 | 150 | 350 | 2025-01-01
206422391 | KANIONco | KWSM-09IR410AHS16 | KWSM-09IR410AHS16 | 8.8 | 17.6 | 8.8 | No | N/A | 2 | 500 | 700 | 100 | 300 | 2025-01-01
206422393 | KANIONco | KWSM-12IR410AHS16 | KWSM-12IR410AHS16 | 8.8 | 17.6 | 8.8 | No | N/A | 2 | 500 | 700 | 100 | 300 | 2025-01-01
206422395 | KANIONco | KWSM-12IR410AHS16L | KWSM-12IR410AHS16L | 8.8 | 17.4 | 8.7 | No | N/A | 2 | 500 | 700 | 100 | 300 | 2025-01-01
206422396 | KANIONco | KWSM-09IR410AHS16L | KWSM-09IR410AHS16L | 10.1 | 17 | 9 | No | N/A | 3 | 600 | 800 | 150 | 350 | 2025-01-01
206422398 | KANIONco | KWSM-18IR410AHS16 | KWSM-18IR410AHS16 | 9.9 | 18.3 | 8.7 | No | N/A | 2 | 500 | 700 | 100 | 300 | 2025-01-01
205572567 | KANIONco | KWSM-09IR410AHS25 | KWSM-09IR410AHS25 | 14.5 | 23.1 | 9.9 | Yes | No | 3 | 600 | 800 | 150 | 350 | 2025-01-01
205572568 | KANIONco | KWSM-12IR410AHS25 | KWSM-12IR410AHS25 | 13 | 19.9 | 9.1 | Yes | No | 3 | 600 | 800 | 150 | 350 | 2025-01-01
205572569 | KANIONco | KWSM-18IR410AHS25 | KWSM-18IR410AHS25 | 12.5 | 19.4 | 8.9 | Yes | No | 2 | 500 | 700 | 100 | 300 | 2025-01-01
205572570 | KANIONco | KWSM-24IR410AHS25 | KWSM-24IR410AHS25 | 13 | 20 | 9.5 | Yes | No | 3 | 600 | 800 | 150 | 350 | 2025-01-01
205746736 | KANIONco | KWSM-09IR410AHS25 | KWSM-09IR410AHS25 | 14.5 | 23.1 | 9.9 | Yes | No | 3 | 600 | 800 | 150 | 350 | 2025-01-01
205746737 | KANIONco | KWSM-12IR410AHS25 | KWSM-12IR410AHS25 | 13 | 19.9 | 9.1 | Yes | No | 3 | 600 | 800 | 150 | 350 | 2025-01-01
205746738 | KANIONco | KWSM-18IR410AHS25 | KWSM-18IR410AHS25 | 12.5 | 19.4 | 8.9 | Yes | No | 2 | 500 | 700 | 100 | 300 | 2025-01-01
205746739 | KANIONco | KWSM-24IR410AHS25 | KWSM-24IR410AHS25 | 13 | 20 | 9.5 | Yes | No | 3 | 600 | 800 | 150 | 350 | 2025-01-01
204760831 | KANIONco | KWSM-09IR410AHS19L | KWSM-09IR410AHS19L | 11.5 | 18.9 | 8.1 | No | N/A | 1 | 400 | 600 | 100 | 300 | 2025-01-01
204760832 | KANIONco | KWSM-12IR410AHS19L | KWSM-12IR410AHS19L | 10.5 | 19 | 8.3 | No | N/A | 1 | 400 | 600 | 100 | 300 | 2025-01-01
204760833 | KANIONco | KWSM-09IR410AHS19 | KWSM-09IR410AHS19 | 11 | 18 | 9.1 | No | N/A | 3 | 600 | 800 | 150 | 350 | 2025-01-01
204760835 | KANIONco | KWSM-18IR410AHS19 | KWSM-18IR410AHS19 | 11 | 18.7 | 8.1 | No | N/A | 1 | 400 | 600 | 100 | 300 | 2025-01-01
204760838 | KANIONco | KWSM-12IR410AHS21L | KWSM-12IR410AHS21L | 12.5 | 20.1 | 8.2 | Yes | No | 1 | 400 | 600 | 100 | 300 | 2025-01-01
204760840 | KANIONco | KWSM-12IR410AHS21 | KWSM-12IR410AHS21 | 13 | 21.3 | 8.4 | Yes | No | 1 | 400 | 600 | 100 | 300 | 2025-01-01
204760841 | KANIONco | KWSM-18IR410AHS21 | KWSM-18IR410AHS21 | 13 | 19.9 | 8.1 | Yes | No | 1 | 400 | 600 | 100 | 300 | 2025-01-01
204760845 | KANIONco | KD-12R410AH | KD-12R410AH | 11.7 | 19 | 10 | Yes | Both | 4 | 700 | 900 | 150 | 350 | 2025-01-01
204760846 | KANIONco | KD-18R410AH | KD-18R410AH | 11.7 | 18.5 | 9.2 | Yes | No | 3 | 600 | 800 | 150 | 350 | 2025-01-01
204760847 | KANIONco | KD-24R410AH | KD-24R410AH | 11.7 | 19 | 10 | Yes | Both | 4 | 700 | 900 | 150 | 350 | 2025-01-01
212579404 | KANIONco | KWSM-12IR410AHS16MVLODU | KWSM-12IR410AHS16MVLIDU | 8.8 | 17.6 | 8.8 | No | N/A | 2 | 500 | 700 | 100 | 300 | 2025-01-01
212579406 | KANIONco | KWSM-09IR410AHS16MVLODU | KWSM-09IR410AHS16MVLIDU | 10.1 | 17 | 9 | No | N/A | 3 | 600 | 800 | 150 | 350 | 2025-01-01
212579407 | KANIONco | KWSM-18IR410AHS16MVODU | KWSM-18IR410AHS16MVIDU | 9.9 | 18.3 | 8.7 | No | N/A | 2 | 500 | 700 | 100 | 300 | 2025-01-01
215747787 | KANIONco | KWSM-12IR454BHS23LR | KWSM-12IR454BHS23LR | 13 | 23 | 10 | Yes | Both | 4 | 700 | 900 | 150 | 350 | 2025-01-01
215747788 | KANIONco | KWSM-09IR454BHS24R | KWSM-09IR454BHS24R | 13 | 24 | 10 | No | N/A | 4 | 700 | 900 | 150 | 350 | 2025-01-01
215747789 | KANIONco | KWSM-12IR454BHS24R | KWSM-12IR454BHS24R | 13 | 24 | 10 | Yes | Both | 4 | 700 | 900 | 150 | 350 | 2025-01-01
215747790 | KANIONco | KWSM-18IR454BHS23R | KWSM-18IR454BHS23R | 12.5 | 23 | 9.5 | Yes | Both | 3 | 600 | 800 | 150 | 350 | 2025-01-01
215747791 | KANIONco | KWSM-24IR454BHS23R | KWSM-24IR454BHS23R | 12 | 23 | 9.5 | Yes | Both | 3 | 600 | 800 | 150 | 350 | 2025-01-01
215747792 | KANIONco | KWSM-09IR454BHS19LP | KWSM-09IR454BHS19LP | 11.7 | 19 | 9.5 | Yes | Both | 3 | 600 | 800 | 150 | 350 | 2025-01-01
215747793 | KANIONco | KWSM-12IR454BHS21LP | KWSM-12IR454BHS21LP | 10.5 | 20.5 | 9.5 | No | N/A | 3 | 600 | 800 | 150 | 350 | 2025-01-01
215747794 | KANIONco | KWSM-09IR454BHS20P | KWSM-09IR454BHS20P | 12 | 20 | 10 | Yes | Both | 4 | 700 | 900 | 150 | 350 | 2025-01-01
215747795 | KANIONco | KWSM-12IR454BHS21P | KWSM-12IR454BHS21P | 11.2 | 23 | 9.5 | No | N/A | 3 | 600 | 800 | 150 | 350 | 2025-01-01
215747796 | KANIONco | KWSM-18IR454BHS21P | KWSM-18IR454BHS21P | 11 | 21 | 9.5 | No | N/A | 3 | 600 | 800 | 150 | 350 | 2025-01-01
215747797 | KANIONco | KWSM-24IR454BHS21P | KWSM-24IR454BHS21P | 11 | 21 | 9.5 | No | N/A | 3 | 600 | 800 | 150 | 350 | 2025-01-01
215747798 | KANIONco | KWSM-36IR454BHS19P | KWSM-36IR454BHS19P | 9 | 19 | 9 | No | N/A | 3 | 600 | 800 | 150 | 350 | 2025-01-01
215747799 | KANIONco | KWSM-09IR454BHS24LR | KWSM-09IR454BHS24LR | 13 | 24 | 10 | No | N/A | 4 | 700 | 900 | 150 | 350 | 2025-01-01
213479356 | KANIONco | KWSM-12IR410AHS19P* | KWSM-12IR410AHS19P | 10 | 19 | 8.5 | No | N/A | 2 | 500 | 700 | 100 | 300 | 2025-01-01
213479357 | KANIONco | KWSM-18IR410AHS19P* | KWSM-18IR410AHS19P | 9.4 | 19 | 8.5 | No | N/A | 2 | 500 | 700 | 100 | 300 | 2025-01-01
213479358 | KANIONco | KWSM-24IR410AHS18P* | KWSM-24IR410AHS18P | 10 | 19 | 8.5 | No | N/A | 2 | 500 | 700 | 100 | 300 | 2025-01-01
214065109 | KANIONco | KWSM-12IR410ACS20LP | KWSM-12IR410ACS20LP | 10 | 19 | 8.5 | No | N/A | 2 | 500 | 700 | 100 | 300 | 2025-01-01
213479354 | KANIONco | KWSM-09IR410AHS19P* | KWSM-09IR410AHS19P | 10 | 19 | 8.5 | No | N/A | 2 | 500 | 700 | 100 | 300 | 2025-01-01
213479355 | KANIONco | KWSM-12IR410AHS20LP* | KWSM-12IR410AHS20LP | 10 | 19 | 8.5 | No | N/A | 2 | 500 | 700 | 100 | 300 | 2025-01-01
213479359 | KANIONco | KWSM-36IR410AHS17P* | KWSM-36IR410AHS17P | 9 | 19 | 8.5 | No | N/A | 2 | 500 | 700 | 100 | 300 | 2025-01-01
213479353 | KANIONco | KWSM-09IR410AHS20LP* | KWSM-09IR410AHS20LP | 10 | 19 | 8.5 | No | N/A | 2 | 500 | 700 | 100 | 300 | 2025-01-01
213160460 | KANIONco | KWSM-06IR410AHS26.5ODU | KWSM-06IR410AHS26.5IDU | 15.8 | 26.5 | 13.6 | Yes | Both | 4 | 700 | 900 | 150 | 350 | 2025-01-01
213160461 | KANIONco | KWSM-09IR410AHS28.1ODU | KWSM-09IR410AHS28.1IDU | 16.2 | 28.1 | 11.5 | Yes | Both | 4 | 700 | 900 | 150 | 350 | 2025-01-01
213160462 | KANIONco | KWSM-12IR410AHS25.5ODU | KWSM-12IR410AHS25.5IDU | 14 | 25.5 | 10.4 | Yes | Both | 4 | 700 | 900 | 150 | 350 | 2025-01-01
213160463 | KANIONco | KWSM-18IR410AHS21.5ODU | KWSM-18IR410AHS21.5IDU | 12.5 | 21.5 | 11.3 | Yes | Both | 4 | 700 | 900 | 150 | 350 | 2025-01-01
213160464 | KANIONco | KWSM-24IR410AHS21.5ODU | KWSM-24IR410AHS21.5IDU | 13 | 21.5 | 11.4 | Yes | Both | 4 | 700 | 900 | 150 | 350 | 2025-01-01
213160465 | KANIONco | KWSM-30IR410AHS20ODU | KWSM-30IR410AHS20IDU | 11.5 | 20 | 9.2 | No | N/A | 3 | 600 | 800 | 150 | 350 | 2025-01-01
212361755 | KANIONco | KWSM-09IR410AHS20MVLODU | KWSM-09IR410AHS20MVLIDU | 12.5 | 21.5 | 9.1 | Yes | Both | 3 | 600 | 800 | 150 | 350 | 2025-01-01
212360137 | KANIONco | KWSM-12IR410AHS20MVLODU | KWSM-12IR410AHS20MVLIDU | 10.3 | 20.8 | 8.7 | No | N/A | 2 | 500 | 700 | 100 | 300 | 2025-01-01
212360138 | KANIONco | KWSM-09IR410AHS21.5MVODU | KWSM-09IR410AHS21.5MVIDU | 12.6 | 21.7 | 9.4 | Yes | Both | 3 | 600 | 800 | 150 | 350 | 2025-01-01
212360139 | KANIONco | KWSM-12IR410AHS20.5MVODU | KWSM-12IR410AHS20.5MVIDU | 10.8 | 21.4 | 9.2 | No | N/A | 3 | 600 | 800 | 150 | 350 | 2025-01-01
212360140 | KANIONco | KWSM-18IR410AHS19.5MVODU | KWSM-18IR410AHS19.5MVIDU | 11 | 19.5 | 8.7 | No | N/A | 2 | 500 | 700 | 100 | 300 | 2025-01-01
212360141 | KANIONco | KWSM-24IR410AHS18.5MVODU | KWSM-24IR410AHS18.5MVIDU | 9.5 | 18.5 | 8.6 | No | N/A | 2 | 500 | 700 | 100 | 300 | 2025-01-01
212360142 | KANIONco | KWSM-30IR410AHS20MVODU | KWSM-30IR410AHS20MVIDU | 12.2 | 21 | 8.2 | Yes | No | 1 | 400 | 600 | 100 | 300 | 2025-01-01
210791263 | KANIONco | KWSM-36IR410AHS20P | KWSM-36IR410AHS20P | 9 | 19 | 8.5 | No | N/A | 2 | 500 | 700 | 100 | 300 | 2025-01-01
202882197 | KARDA | 2PAMSH27-MZO3 |  | 11 | 20 | 8.5 | No | N/A | 2 | 500 | 700 | 100 | 300 | 2025-01-01
202882195 | KARDA | 2PAMSH48-MZO5 |  | 10.1 | 18.3 | 9.6 | No | N/A | 3 | 600 | 800 | 150 | 350 | 2025-01-01
202882199 | KARDA | 2PAMSH18-MZO2 |  | 11.7 | 18.3 | 9 | Yes | No | 3 | 600 | 800 | 150 | 350 | 2025-01-01
202882201 | KARDA | 2PAMSH36-MZO4 |  | 10 | 18.5 | 8.7 | No | N/A | 2 | 500 | 700 | 100 | 300 | 2025-01-01
205823031 | KARDA | 2KARDA36MZ4 |  | 10 | 18.5 | 8.7 | No | N/A | 2 | 500 | 700 | 100 | 300 | 2025-01-01
205967935 | KARDA | 2KARDA27MZ3 |  | 11 | 20 | 8.5 | No | N/A | 2 | 500 | 700 | 100 | 300 | 2025-01-01
207657360 | KARDA | 3KARDA18MZ2 |  | 12 | 19 | 9.8 | Yes | Both | 3 | 600 | 800 | 150 | 350 | 2025-01-01
207657362 | KARDA | 3KARDA27MZ3 |  | 11.7 | 21 | 9.2 | Yes | No | 3 | 600 | 800 | 150 | 350 | 2025-01-01
207657369 | KARDA | 3KARDA48MZ5 |  | 10.8 | 20.5 | 9.7 | No | N/A | 3 | 600 | 800 | 150 | 350 | 2025-01-01
207657365 | KARDA | 3KARDA36MZ4 |  | 11 | 20 | 9.2 | No | N/A | 3 | 600 | 800 | 150 | 350 | 2025-01-01
207657366 | KARDA | 3KARDA36MZ4 |  | 10.6 | 23.1 | 9.6 | No | N/A | 3 | 600 | 800 | 150 | 350 | 2025-01-01
207657359 | KARDA | 3KARDA18MZ2 |  | 12.5 | 21 | 10.2 | Yes | No | 4 | 700 | 900 | 150 | 350 | 2025-01-01
207657368 | KARDA | 3KARDA48MZ5 |  | 11 | 21.1 | 9.5 | No | N/A | 3 | 600 | 800 | 150 | 350 | 2025-01-01
207657363 | KARDA | 3KARDA27MZ3 |  | 12.2 | 23.5 | 9.2 | Yes | No | 3 | 600 | 800 | 150 | 350 | 2025-01-01
205823030 | KARDA | 2KARDA36MZ4 |  | 11.5 | 22.5 | 9 | No | N/A | 3 | 600 | 800 | 150 | 350 | 2025-01-01
205724750 | KARDA | 2KARDA27MZ3 |  | 12.5 | 23 | 9.2 | Yes | No | 3 | 600 | 800 | 150 | 350 | 2025-01-01
202608467 | KARDA | 2PAMSH27-MZO3 |  | 12.5 | 23 | 9.2 | Yes | No | 3 | 600 | 800 | 150 | 350 | 2025-01-01
202608468 | KARDA | 2PAMSH48-MZO5 |  | 12.5 | 23.7 | 8.6 | Yes | No | 2 | 500 | 700 | 100 | 300 | 2025-01-01
202608469 | KARDA | 2PAMSH18-MZO2 |  | 12 | 22.4 | 9.1 | Yes | No | 3 | 600 | 800 | 150 | 350 | 2025-01-01
202882196 | KARDA | 2PAMSH48-MZO5 |  | 10.55 | 19.4 | 9.2 | No | N/A | 3 | 600 | 800 | 150 | 350 | 2025-01-01
202882198 | KARDA | 2PAMSH27-MZO3 |  | 11.25 | 21 | 9.05 | No | N/A | 3 | 600 | 800 | 150 | 350 | 2025-01-01
202882200 | KARDA | 2PAMSH18-MZO2 |  | 11.7 | 19.4 | 8.85 | Yes | No | 2 | 500 | 700 | 100 | 300 | 2025-01-01
202882202 | KARDA | 2PAMSH36-MZO4 |  | 10.25 | 19.95 | 8.65 | No | N/A | 2 | 500 | 700 | 100 | 300 | 2025-01-01
205823032 | KARDA | 2KARDA36MZ4 |  | 10.75 | 20.5 | 8.85 | No | N/A | 2 | 500 | 700 | 100 | 300 | 2025-01-01
207657364 | KARDA | 3KARDA27MZ3 |  | 11.95 | 22.25 | 9.2 | Yes | No | 3 | 600 | 800 | 150 | 350 | 2025-01-01
207657361 | KARDA | 3KARDA18MZ2 |  | 12.25 | 20 | 10 | Yes | No | 4 | 700 | 900 | 150 | 350 | 2025-01-01
207657370 | KARDA | 3KARDA48MZ5 |  | 10.9 | 20.8 | 9.6 | No | N/A | 3 | 600 | 800 | 150 | 350 | 2025-01-01
207657367 | KARDA | 3KARDA36MZ4 |  | 10.8 | 21.55 | 9.4 | No | N/A | 3 | 600 | 800 | 150 | 350 | 2025-01-01
207796637 | KARDA | 3KARDA09SZO | 3KARDA09UVD | 13.2 | 20.2 | 12 | Yes | Both | 4 | 700 | 900 | 150 | 350 | 2025-01-01
207796638 | KARDA | 3KARDA12SZO | 3KARDA12UVC | 12.7 | 22.3 | 10.2 | Yes | Both | 4 | 700 | 900 | 150 | 350 | 2025-01-01
207796639 | KARDA | 3KARDA12SZO | 3KARDA12UVD | 11.7 | 19.5 | 10 | Yes | Both | 4 | 700 | 900 | 150 | 350 | 2025-01-01
207796640 | KARDA | 3KARDA12SZO | 3KARDA12CON | 13 | 23.6 | 10 | Yes | Both | 4 | 700 | 900 | 150 | 350 | 2025-01-01
207796641 | KARDA | 3KARDA18SZO | 3KARDA18UVC | 12.5 | 20 | 9.5 | Yes | Both | 3 | 600 | 800 | 150 | 350 | 2025-01-01
207796642 | KARDA | 3KARDA18SZO | 3KARDA18UVD | 11.7 | 18 | 9.5 | Yes | Both | 3 | 600 | 800 | 150 | 350 | 2025-01-01
207796643 | KARDA | 3KARDA24SZO | 3KARDA24UVC | 11 | 20.5 | 11.5 | Yes | Both | 4 | 700 | 900 | 150 | 350 | 2025-01-01
207796644 | KARDA | 3KARDA24SZO | 3KARDA24UVD | 12 | 19.2 | 10.5 | Yes | Both | 4 | 700 | 900 | 150 | 350 | 2025-01-01
207614052 | KARDA | 3KARDA12SZO | 1KARDA12UVW | 13.5 | 23.6 | 9.5 | Yes | Both | 3 | 600 | 800 | 150 | 350 | 2025-01-01
207430429 | KARDA | 3KARDA09SZO | 3KARDA09UVW | 15.8 | 26.4 | 11.6 | Yes | Both | 4 | 700 | 900 | 150 | 350 | 2025-01-01
207430430 | KARDA | 3KARDA18SZO | 3KARDA18UVW | 13 | 22 | 10.6 | Yes | Both | 4 | 700 | 900 | 150 | 350 | 2025-01-01
207430431 | KARDA | 3KARDA24SZO | 3KARDA24UVW | 12.5 | 22.3 | 10.3 | Yes | Both | 4 | 700 | 900 | 150 | 350 | 2025-01-01
207430432 | KARDA | 3KARDA12SZO | 3KARDA12UVW | 13 | 23.1 | 10.5 | Yes | Both | 4 | 700 | 900 | 150 | 350 | 2025-01-01
206900448 | KARDA | 1KARDA12SZO22.5 | 2PAMSCONH12 | 12.5 | 19.4 | 9.4 | Yes | No | 3 | 600 | 800 | 150 | 350 | 2025-01-01
206900449 | KARDA | 1KARDA12SZO22.5 | 2KARDA12UVCS | 12.5 | 19.4 | 9.4 | Yes | No | 3 | 600 | 800 | 150 | 350 | 2025-01-01
206348120 | KARDA | 1KARDA09SZO25 | 2PAMSDH09 | 12.1 | 18.5 | 11.5 | Yes | Both | 4 | 700 | 900 | 150 | 350 | 2025-01-01
206348121 | KARDA | 1KARDA12SZO22.5 | 2PAMSDH12 | 11.7 | 19 | 10 | Yes | Both | 4 | 700 | 900 | 150 | 350 | 2025-01-01
206348122 | KARDA | 2KARDA18SZO20 | 2PAMSDH18 | 11.7 | 18 | 9.5 | Yes | Both | 3 | 600 | 800 | 150 | 350 | 2025-01-01
206348123 | KARDA | 1KARDA24SZO20.5 | 2PAMSDH24 | 12 | 19.2 | 10.5 | Yes | Both | 4 | 700 | 900 | 150 | 350 | 2025-01-01
206061622 | KARDA | 1PAMSHH24-SZO-20.5 | 1KARDA24UVW | 13 | 20 | 9.5 | Yes | No | 3 | 600 | 800 | 150 | 350 | 2025-01-01
206061623 | KARDA | 1KARDA24SZO20.5 | 1KARDA24UVW | 13 | 20 | 9.5 | Yes | No | 3 | 600 | 800 | 150 | 350 | 2025-01-01
205921400 | KARDA | 1PAMSHH24-SZO-20.5 | 2KARDA24UVC | 11 | 20 | 9.6 | No | N/A | 3 | 600 | 800 | 150 | 350 | 2025-01-01
205921401 | KARDA | 1PAMSHH24-SZO-20.5 | 2KARDA24UVD | 11.7 | 19.2 | 10.5 | Yes | Both | 4 | 700 | 900 | 150 | 350 | 2025-01-01
205921402 | KARDA | 1PAMSHH09-SZO-25 | 2KARDA09UVCS | 13 | 20 | 9.4 | Yes | No | 3 | 600 | 800 | 150 | 350 | 2025-01-01
205921403 | KARDA | 1PAMSHH12-SZO-22.5 | 2KARDA12UVCS | 12.5 | 19.5 | 9.3 | Yes | No | 3 | 600 | 800 | 150 | 350 | 2025-01-01
205921404 | KARDA | 1PAMSHH12-SZO-22.5 | 2KARDA12UVD | 11.7 | 19 | 10 | Yes | Both | 4 | 700 | 900 | 150 | 350 | 2025-01-01
205756426 | KARDA | 1KARDA09SZO25 | 1KARDA09UVW | 14.5 | 23.1 | 9.9 | Yes | No | 3 | 600 | 800 | 150 | 350 | 2025-01-01
205756427 | KARDA | 1KARDA12SZO22.5 | 1KARDA12UVW | 13 | 19.9 | 9.1 | Yes | No | 3 | 600 | 800 | 150 | 350 | 2025-01-01
205756428 | KARDA | 2KARDA18SZO20 | 2KARDA18UVW | 12.5 | 19.4 | 8.9 | Yes | No | 2 | 500 | 700 | 100 | 300 | 2025-01-01
205756429 | KARDA | 1KARDA24SZO20.5 | 2KARDA24UVW | 13 | 20 | 9.5 | Yes | No | 3 | 600 | 800 | 150 | 350 | 2025-01-01
205756430 | KARDA | 1PAMSHH09-SZO-25 | 1KARDA09UVW | 14.5 | 23.1 | 9.9 | Yes | No | 3 | 600 | 800 | 150 | 350 | 2025-01-01
205756431 | KARDA | 1PAMSHH12-SZO-22.5 | 1KARDA12UVW | 13 | 19.9 | 9.1 | Yes | No | 3 | 600 | 800 | 150 | 350 | 2025-01-01
205756432 | KARDA | 2PAMSHH18-SZO-20 | 2KARDA18UVW | 12.5 | 19.4 | 8.9 | Yes | No | 2 | 500 | 700 | 100 | 300 | 2025-01-01
205756433 | KARDA | 1PAMSHH24-SZO-20.5 | 2KARDA24UVW | 13 | 20 | 9.5 | Yes | No | 3 | 600 | 800 | 150 | 350 | 2025-01-01
205756434 | KARDA | 1KARDA09SZO25 | 1PAMSHH09-SZW-25 | 14.5 | 23.1 | 9.9 | Yes | No | 3 | 600 | 800 | 150 | 350 | 2025-01-01
205756435 | KARDA | 1KARDA12SZO22.5 | 1PAMSHH12-SZW-22.5 | 13 | 19.9 | 9.1 | Yes | No | 3 | 600 | 800 | 150 | 350 | 2025-01-01
205756436 | KARDA | 2KARDA18SZO20 | 2PAMSHH18-SZW-20 | 12.5 | 19.4 | 8.9 | Yes | No | 2 | 500 | 700 | 100 | 300 | 2025-01-01
205756437 | KARDA | 1KARDA24SZO20.5 | 1PAMSHH24-SZW-20.5 | 13 | 20 | 9.5 | Yes | No | 3 | 600 | 800 | 150 | 350 | 2025-01-01
202140576 | KARDA | 2PAMSHH18-SZO-20 | 2PAMSHH18-SZW-20 | 12.5 | 19.4 | 8.9 | Yes | No | 2 | 500 | 700 | 100 | 300 | 2025-01-01
201830345 | KARDA | 1PAMSHH09-SZO-25 | 1PAMSHH09-SZW-25 | 14.5 | 23.1 | 9.9 | Yes | No | 3 | 600 | 800 | 150 | 350 | 2025-01-01
201830346 | KARDA | 1PAMSHH12-SZO-22.5 | 1PAMSHH12-SZW-22.5 | 13 | 19.9 | 9.1 | Yes | No | 3 | 600 | 800 | 150 | 350 | 2025-01-01
201830348 | KARDA | 1PAMSHH24-SZO-20.5 | 1PAMSHH24-SZW-20.5 | 13 | 20 | 9.5 | Yes | No | 3 | 600 | 800 | 150 | 350 | 2025-01-01
213785826 | KARDA | 3KARDA12SZO | 2KARDA12UVCS | 13 | 23.6 | 10 | Yes | Both | 4 | 700 | 900 | 150 | 350 | 2025-01-01
213785827 | KARDA | 3KARDA12SZO | 2KARDA12UVC | 12.7 | 22.3 | 10.2 | Yes | Both | 4 | 700 | 900 | 150 | 350 | 2025-01-01
213785828 | KARDA | 3KARDA18SZO | 2KARDA18UVC | 12.5 | 20 | 9.5 | Yes | Both | 3 | 600 | 800 | 150 | 350 | 2025-01-01
210410112 | KARDA | 3KARDA12SZO | 3KARDA12CON-2 | 13.3 | 24.2 | 10.7 | Yes | Both | 4 | 700 | 900 | 150 | 350 | 2025-01-01
215357317 | KEEPRITE | D5CMHAH18CAK |  | 13 | 20 | 10 | Yes | Both | 4 | 700 | 900 | 150 | 350 | 2025-01-01
215357320 | KEEPRITE | D5CMHAH24DAK |  | 13 | 20 | 9.5 | Yes | Both | 3 | 600 | 800 | 150 | 350 | 2025-01-01
215357326 | KEEPRITE | D5CMHAH30EAK |  | 12.5 | 19.5 | 10.5 | Yes | Both | 4 | 700 | 900 | 150 | 350 | 2025-01-01
215357329 | KEEPRITE | D5CMHAH36EAK |  | 12 | 19.5 | 10.5 | Yes | Both | 4 | 700 | 900 | 150 | 350 | 2025-01-01
215357332 | KEEPRITE | D5CMHAH48FAK |  | 11.7 | 20.5 | 11 | Yes | Both | 4 | 700 | 900 | 150 | 350 | 2025-01-01
215357335 | KEEPRITE | D5CMHAH55FAK |  | 11.7 | 20.2 | 10.7 | Yes | Both | 4 | 700 | 900 | 150 | 350 | 2025-01-01
215357338 | KEEPRITE | D5CMRAH18CAK |  | 12 | 20 | 10 | Yes | Both | 4 | 700 | 900 | 150 | 350 | 2025-01-01
215357341 | KEEPRITE | D5CMRAH24DAK |  | 12.5 | 21 | 9.5 | Yes | Both | 3 | 600 | 800 | 150 | 350 | 2025-01-01
215357347 | KEEPRITE | D5CMRAH30EAK |  | 12 | 21 | 9.5 | Yes | Both | 3 | 600 | 800 | 150 | 350 | 2025-01-01
215357350 | KEEPRITE | D5CMRAH36EAK |  | 11.7 | 20 | 9.2 | Yes | Both | 3 | 600 | 800 | 150 | 350 | 2025-01-01
215357353 | KEEPRITE | D5CMRAH48FAK |  | 12 | 20.5 | 10.6 | Yes | Both | 4 | 700 | 900 | 150 | 350 | 2025-01-01
215357356 | KEEPRITE | D5CMRAH55FAK |  | 10 | 18 | 9.3 | No | N/A | 3 | 600 | 800 | 150 | 350 | 2025-01-01
207643084 | KEEPRITE | DLCMHBH48EAK |  | 11.7 | 20.9 | 9 | Yes | Both | 3 | 600 | 800 | 150 | 350 | 2025-01-01
201835699 | KEEPRITE | DLCMRAH27CAK |  | 11 | 20 | 8.5 | No | N/A | 2 | 500 | 700 | 100 | 300 | 2025-01-01
201835701 | KEEPRITE | DLCMRAH36DAK |  | 10 | 18.5 | 8.7 | No | N/A | 2 | 500 | 700 | 100 | 300 | 2025-01-01
201835703 | KEEPRITE | DLCMRAH48EAK |  | 10.1 | 18.3 | 9.6 | No | N/A | 3 | 600 | 800 | 150 | 350 | 2025-01-01
207643072 | KEEPRITE | DLCMRBH18BAK |  | 12 | 19 | 9.8 | Yes | Both | 3 | 600 | 800 | 150 | 350 | 2025-01-01
207643075 | KEEPRITE | DLCMHBH24CAK |  | 12.5 | 21.3 | 9.7 | Yes | Both | 3 | 600 | 800 | 150 | 350 | 2025-01-01
207643078 | KEEPRITE | DLCMHBH30DAK |  | 12 | 20 | 9.2 | Yes | No | 3 | 600 | 800 | 150 | 350 | 2025-01-01
207643080 | KEEPRITE | DLCMRBH36DAK |  | 11 | 20 | 9.2 | No | N/A | 3 | 600 | 800 | 150 | 350 | 2025-01-01
207643087 | KEEPRITE | DLCMHBH36DAK |  | 11.7 | 19 | 10 | Yes | No | 4 | 700 | 900 | 150 | 350 | 2025-01-01
207643090 | KEEPRITE | DLCMRBH48EAK |  | 10.8 | 20.5 | 9.7 | No | N/A | 3 | 600 | 800 | 150 | 350 | 2025-01-01
201835697 | KEEPRITE | DLCMRAH18BAK |  | 11.7 | 18.3 | 9 | Yes | No | 3 | 600 | 800 | 150 | 350 | 2025-01-01
201835695 | KEEPRITE | DLCMRAH48EAK |  | 11 | 20.5 | 8.8 | No | N/A | 2 | 500 | 700 | 100 | 300 | 2025-01-01
207643089 | KEEPRITE | DLCMRBH48EAK |  | 11 | 21.1 | 9.5 | No | N/A | 3 | 600 | 800 | 150 | 350 | 2025-01-01
207643077 | KEEPRITE | DLCMHBH30DAK |  | 12 | 22.4 | 9.5 | Yes | No | 3 | 600 | 800 | 150 | 350 | 2025-01-01
207643083 | KEEPRITE | DLCMHBH48EAK |  | 11 | 21.2 | 10 | Yes | Both | 4 | 700 | 900 | 150 | 350 | 2025-01-01
207643081 | KEEPRITE | DLCMRBH36DAK |  | 10.6 | 23.1 | 9.6 | No | N/A | 3 | 600 | 800 | 150 | 350 | 2025-01-01
207643071 | KEEPRITE | DLCMRBH18BAK |  | 12.5 | 21 | 10.2 | Yes | No | 4 | 700 | 900 | 150 | 350 | 2025-01-01
207643074 | KEEPRITE | DLCMHBH24CAK |  | 12.5 | 22.3 | 9.6 | Yes | Both | 3 | 600 | 800 | 150 | 350 | 2025-01-01
201835689 | KEEPRITE | DLCMRAH18BAK |  | 11.7 | 20.5 | 8.7 | Yes | No | 2 | 500 | 700 | 100 | 300 | 2025-01-01
201835691 | KEEPRITE | DLCMRAH27CAK |  | 11.5 | 22 | 9.6 | Yes | Both | 3 | 600 | 800 | 150 | 350 | 2025-01-01
201835693 | KEEPRITE | DLCMRAH36DAK |  | 10.5 | 21.4 | 8.6 | Yes | Yes | 2 | 500 | 700 | 100 | 300 | 2025-01-01
216765619 | KEEPRITE | D5CMTAH18CAK |  | 11.7 | 18.5 | 9.2 | Yes | Both | 3 | 600 | 800 | 150 | 350 | 2025-01-01
216765620 | KEEPRITE | D5CMTAH27DAK |  | 10.5 | 18.5 | 8.5 | Yes | Yes | 2 | 500 | 700 | 100 | 300 | 2025-01-01
216765621 | KEEPRITE | D5CMTAH36EAK |  | 9.5 | 18.8 | 8.5 | Yes | Yes | 2 | 500 | 700 | 100 | 300 | 2025-01-01
216765622 | KEEPRITE | D5CMTAH48FAK |  | 10 | 18.7 | 9.5 | Yes | Yes | 3 | 600 | 800 | 150 | 350 | 2025-01-01
207643086 | KEEPRITE | DLCMHBH36DAK |  | 12.5 | 20 | 9.7 | Yes | Both | 3 | 600 | 800 | 150 | 350 | 2025-01-01
215357355 | KEEPRITE | D5CMRAH55FAK |  | 10 | 22 | 9.6 | No | N/A | 3 | 600 | 800 | 150 | 350 | 2025-01-01
215357349 | KEEPRITE | D5CMRAH36EAK |  | 12 | 24 | 9.5 | Yes | Both | 3 | 600 | 800 | 150 | 350 | 2025-01-01
215357352 | KEEPRITE | D5CMRAH48FAK |  | 12.5 | 24 | 10.4 | Yes | Both | 4 | 700 | 900 | 150 | 350 | 2025-01-01
215357340 | KEEPRITE | D5CMRAH24DAK |  | 13.5 | 25 | 9.5 | Yes | Both | 3 | 600 | 800 | 150 | 350 | 2025-01-01
215357346 | KEEPRITE | D5CMRAH30EAK |  | 13 | 25 | 10 | Yes | Both | 4 | 700 | 900 | 150 | 350 | 2025-01-01
215357334 | KEEPRITE | D5CMHAH55FAK |  | 12 | 22.3 | 10.5 | Yes | Both | 4 | 700 | 900 | 150 | 350 | 2025-01-01
215357337 | KEEPRITE | D5CMRAH18CAK |  | 14 | 25.2 | 9.8 | Yes | Both | 3 | 600 | 800 | 150 | 350 | 2025-01-01
215357328 | KEEPRITE | D5CMHAH36EAK |  | 13.1 | 23.1 | 10.7 | Yes | Both | 4 | 700 | 900 | 150 | 350 | 2025-01-01
215357331 | KEEPRITE | D5CMHAH48FAK |  | 12 | 23 | 11.3 | Yes | Both | 4 | 700 | 900 | 150 | 350 | 2025-01-01
215357319 | KEEPRITE | D5CMHAH24DAK |  | 13 | 24 | 10 | Yes | Both | 4 | 700 | 900 | 150 | 350 | 2025-01-01
215357325 | KEEPRITE | D5CMHAH30EAK |  | 13.2 | 24 | 10.7 | Yes | Both | 4 | 700 | 900 | 150 | 350 | 2025-01-01
215357316 | KEEPRITE | D5CMHAH18CAK |  | 15 | 25 | 10.5 | Yes | Both | 4 | 700 | 900 | 150 | 350 | 2025-01-01
213363430 | KEEPRITE | DLCMTAH48EAK |  | 10 | 18.7 | 8.8 | Yes | Yes | 2 | 500 | 700 | 100 | 300 | 2025-01-01
213363433 | KEEPRITE | DLCMTAH27CAK |  | 11.5 | 20 | 8.5 | No | N/A | 2 | 500 | 700 | 100 | 300 | 2025-01-01
213363436 | KEEPRITE | DLCMTAH18BAK |  | 11.5 | 18 | 8.7 | Yes | Both | 2 | 500 | 700 | 100 | 300 | 2025-01-01
213363439 | KEEPRITE | DLCMTAH36DAK |  | 10 | 20 | 8.5 | No | N/A | 2 | 500 | 700 | 100 | 300 | 2025-01-01
215357327 | KEEPRITE | D5CMHAH30EAK |  | 12.85 | 21.75 | 10.6 | Yes | Both | 4 | 700 | 900 | 150 | 350 | 2025-01-01
215357321 | KEEPRITE | D5CMHAH24DAK |  | 13 | 22 | 9.75 | Yes | Both | 3 | 600 | 800 | 150 | 350 | 2025-01-01
215357318 | KEEPRITE | D5CMHAH18CAK |  | 14 | 22.5 | 10.25 | Yes | Both | 4 | 700 | 900 | 150 | 350 | 2025-01-01
215357330 | KEEPRITE | D5CMHAH36EAK |  | 12.55 | 21.3 | 10.6 | Yes | Both | 4 | 700 | 900 | 150 | 350 | 2025-01-01
215357336 | KEEPRITE | D5CMHAH55FAK |  | 11.85 | 21.25 | 10.6 | Yes | Both | 4 | 700 | 900 | 150 | 350 | 2025-01-01
215357333 | KEEPRITE | D5CMHAH48FAK |  | 11.85 | 21.75 | 11.15 | Yes | Both | 4 | 700 | 900 | 150 | 350 | 2025-01-01
215357339 | KEEPRITE | D5CMRAH18CAK |  | 13 | 22.6 | 9.9 | Yes | Both | 3 | 600 | 800 | 150 | 350 | 2025-01-01
215357342 | KEEPRITE | D5CMRAH24DAK |  | 13 | 23 | 9.5 | Yes | Both | 3 | 600 | 800 | 150 | 350 | 2025-01-01
215357354 | KEEPRITE | D5CMRAH48FAK |  | 12.25 | 22.5 | 10.5 | Yes | Both | 4 | 700 | 900 | 150 | 350 | 2025-01-01
215357351 | KEEPRITE | D5CMRAH36EAK |  | 11.85 | 22 | 9.35 | Yes | Both | 3 | 600 | 800 | 150 | 350 | 2025-01-01
215357348 | KEEPRITE | D5CMRAH30EAK |  | 12.5 | 23 | 9.75 | Yes | Both | 3 | 600 | 800 | 150 | 350 | 2025-01-01
215357357 | KEEPRITE | D5CMRAH55FAK |  | 10 | 20 | 9.45 | No | N/A | 3 | 600 | 800 | 150 | 350 | 2025-01-01
207643085 | KEEPRITE | DLCMHBH48EAK |  | 11.35 | 21.05 | 9.4 | Yes | Both | 3 | 600 | 800 | 150 | 350 | 2025-01-01
201835740 | KEEPRITE | DLCMRAH27CAK |  | 11.25 | 21 | 9.05 | No | N/A | 3 | 600 | 800 | 150 | 350 | 2025-01-01
201835741 | KEEPRITE | DLCMRAH36DAK |  | 10.25 | 19.95 | 8.65 | No | N/A | 2 | 500 | 700 | 100 | 300 | 2025-01-01
201835743 | KEEPRITE | DLCMRAH48EAK |  | 10.55 | 19.4 | 9.2 | No | N/A | 3 | 600 | 800 | 150 | 350 | 2025-01-01
207643076 | KEEPRITE | DLCMHBH24CAK |  | 12.5 | 21.8 | 9.65 | Yes | Both | 3 | 600 | 800 | 150 | 350 | 2025-01-01
207643073 | KEEPRITE | DLCMRBH18BAK |  | 12.25 | 20 | 10 | Yes | No | 4 | 700 | 900 | 150 | 350 | 2025-01-01
207643082 | KEEPRITE | DLCMRBH36DAK |  | 10.8 | 21.55 | 9.4 | No | N/A | 3 | 600 | 800 | 150 | 350 | 2025-01-01
207643079 | KEEPRITE | DLCMHBH30DAK |  | 12 | 21.2 | 9.35 | Yes | No | 3 | 600 | 800 | 150 | 350 | 2025-01-01
207643088 | KEEPRITE | DLCMHBH36DAK |  | 12.1 | 19.5 | 9.85 | Yes | Both | 3 | 600 | 800 | 150 | 350 | 2025-01-01
207643091 | KEEPRITE | DLCMRBH48EAK |  | 10.9 | 20.8 | 9.6 | No | N/A | 3 | 600 | 800 | 150 | 350 | 2025-01-01
201835737 | KEEPRITE | DLCMRAH18BAK |  | 11.7 | 19.4 | 8.85 | Yes | No | 2 | 500 | 700 | 100 | 300 | 2025-01-01
215413267 | KEEPRITE | D5CPRAH06AAK | D5FPHAH06XAK | 16.5 | 33.1 | 29 | Yes | Both | 4 | 700 | 900 | 150 | 350 | 2025-01-01
215413268 | KEEPRITE | D5CPRAH09AAK | D5FPHAH09XAK | 16 | 31.5 | 21 | Yes | Both | 4 | 700 | 900 | 150 | 350 | 2025-01-01
215413269 | KEEPRITE | D5CPRAH12AAK | D5FPHAH12XAK | 13.5 | 28 | 13.5 | Yes | Both | 4 | 700 | 900 | 150 | 350 | 2025-01-01
215413270 | KEEPRITE | D5CPRAH18AA | D5FPHAH18XAK | 14 | 24.5 | 15.2 | Yes | Both | 4 | 700 | 900 | 150 | 350 | 2025-01-01
209270263 | KEEPRITE | DLCSRBH09AAK | DLFCCAH09XAK | 13 | 24 | 12.4 | Yes | Both | 4 | 700 | 900 | 150 | 350 | 2025-01-01
209270264 | KEEPRITE | DLCSRBH18AAK | DLFCCAH18XAK | 12.5 | 19.8 | 11.2 | Yes | Both | 4 | 700 | 900 | 150 | 350 | 2025-01-01
212521265 | KEEPRITE | DLCPRAH09AAK | DLFPHBH09XAK | 12.1 | 19.5 | 12.1 | Yes | No | 4 | 700 | 900 | 150 | 350 | 2025-01-01
212521266 | KEEPRITE | DLCPRAH12AAK | DLFPHBH12XAK | 11 | 18.2 | 10 | Yes | Both | 4 | 700 | 900 | 150 | 350 | 2025-01-01
212521288 | KEEPRITE | DLCPRAH18AAK | DLFPHBH18XAK | 12.4 | 24.1 | 12 | Yes | Both | 4 | 700 | 900 | 150 | 350 | 2025-01-01
208447646 | KEEPRITE | DLCSRBH12AAK | DLFSHCH12XAK | 14 | 25.5 | 10.4 | Yes | Both | 4 | 700 | 900 | 150 | 350 | 2025-01-01
208447647 | KEEPRITE | DLCSRBH24AAK | DLFSHCH24XAK | 13 | 21.5 | 11.4 | Yes | Both | 4 | 700 | 900 | 150 | 350 | 2025-01-01
208447649 | KEEPRITE | DLCSRBH09AAK | DLFSHCH09XAK | 16.2 | 28.1 | 11.5 | Yes | Both | 4 | 700 | 900 | 150 | 350 | 2025-01-01
208447650 | KEEPRITE | DLCSRBH30AAK | DLFSHCH30XAK | 11.5 | 20.1 | 9 | No | N/A | 3 | 600 | 800 | 150 | 350 | 2025-01-01
208447651 | KEEPRITE | DLCSRBH18AAK | DLFSHCH18XAK | 12.5 | 21.5 | 11.3 | Yes | Both | 4 | 700 | 900 | 150 | 350 | 2025-01-01
208447652 | KEEPRITE | DLCSRBH12AAJ | DLFSHCH12XAJ | 13 | 23.5 | 10 | Yes | No | 4 | 700 | 900 | 150 | 350 | 2025-01-01
208447653 | KEEPRITE | DLCSRBH06AAK | DLFSHCH06XAK | 15.8 | 26.5 | 13.6 | Yes | Both | 4 | 700 | 900 | 150 | 350 | 2025-01-01
208447726 | KEEPRITE | DLCERBH12AAJ | DLFEHBH12XAJ | 10.3 | 20.8 | 8.7 | No | N/A | 2 | 500 | 700 | 100 | 300 | 2025-01-01
208447727 | KEEPRITE | DLCERBH09AAJ | DLFEHBH09XAJ | 12.5 | 21.5 | 9.1 | Yes | Both | 3 | 600 | 800 | 150 | 350 | 2025-01-01
208447729 | KEEPRITE | DLCERBH18AAK | DLFEHBH18XAK | 11 | 19.5 | 8.7 | No | N/A | 2 | 500 | 700 | 100 | 300 | 2025-01-01
208447730 | KEEPRITE | DLCERBH30AAK | DLFEHBH30XAK | 12.2 | 21 | 8.7 | Yes | No | 2 | 500 | 700 | 100 | 300 | 2025-01-01
208447731 | KEEPRITE | DLCERBH12AAK | DLFEHBH12XAK | 10.8 | 21.4 | 9.2 | No | N/A | 3 | 600 | 800 | 150 | 350 | 2025-01-01
208447732 | KEEPRITE | DLCERBH09AAK | DLFEHBH09XAK | 12.6 | 21.7 | 9.4 | Yes | Both | 3 | 600 | 800 | 150 | 350 | 2025-01-01
208447733 | KEEPRITE | DLCERBH24AAK | DLFEHBH24XAK | 9.5 | 18.5 | 8.6 | No | N/A | 2 | 500 | 700 | 100 | 300 | 2025-01-01
208101291 | KEEPRITE | DLCLRCH58AAK | DLFLDAH58XAK | 10.3 | 17 | 8.4 | No | N/A | 1 | 400 | 600 | 100 | 300 | 2025-01-01
208101292 | KEEPRITE | DLCLRCH58AAK | DLFLFAH58XAK | 9.8 | 19.8 | 9 | No | N/A | 3 | 600 | 800 | 150 | 350 | 2025-01-01
208102127 | KEEPRITE | DLCSRBH30AAK11 | DLFSHBH30XAK | 12.2 | 21 | 8.7 | Yes | No | 2 | 500 | 700 | 100 | 300 | 2025-01-01
207826648 | KEEPRITE | DLCPRBH18AAK | DLFPHBH18XAK | 15.3 | 26.3 | 15.5 | Yes | Both | 4 | 700 | 900 | 150 | 350 | 2025-01-01
207801572 | KEEPRITE | DLCSRBH18AAK | DLFSDAH24XAK | 12.1 | 18 | 10.5 | Yes | Both | 4 | 700 | 900 | 150 | 350 | 2025-01-01
207683349 | KEEPRITE | DLCLRCH36AAK | DLFLCBH36XAK | 9.4 | 19.2 | 8.8 | No | N/A | 2 | 500 | 700 | 100 | 300 | 2025-01-01
207683350 | KEEPRITE | DLCLRCH36AAK | DLFLDAH36XAK | 8.8 | 15.8 | 8.8 | No | N/A | 2 | 500 | 700 | 100 | 300 | 2025-01-01
207683351 | KEEPRITE | DLCLRCH36AAK | DLFLFAH36XAK | 8.5 | 19 | 9 | No | N/A | 3 | 600 | 800 | 150 | 350 | 2025-01-01
207683352 | KEEPRITE | DLCLRCH48AAK | DLFLCBH48XAK | 9.5 | 18.5 | 9.8 | No | N/A | 3 | 600 | 800 | 150 | 350 | 2025-01-01
207683354 | KEEPRITE | DLCLRCH48AAK | DLFLFAH48XAK | 9.3 | 18.9 | 10 | Yes | Yes | 4 | 700 | 900 | 150 | 350 | 2025-01-01
207683355 | KEEPRITE | DLCSRBH24AAK | DLFSCBH24XAK | 11 | 20.5 | 11.5 | Yes | Both | 4 | 700 | 900 | 150 | 350 | 2025-01-01
207614967 | KEEPRITE | DLCPRBH09AAK | DLFPHBH09XAK | 16 | 27 | 17.5 | Yes | Both | 4 | 700 | 900 | 150 | 350 | 2025-01-01
207614968 | KEEPRITE | DLCPRBH12AAK | DLFPHBH12XAK | 14 | 25.3 | 11.7 | Yes | Both | 4 | 700 | 900 | 150 | 350 | 2025-01-01
207188917 | KEEPRITE | DLCSRBH06AAK | DLFSHBH06XAK | 15 | 23.5 | 12 | Yes | Both | 4 | 700 | 900 | 150 | 350 | 2025-01-01
207188918 | KEEPRITE | DLCSRBH30AAK | DLFSHBH30XAK | 12.2 | 21 | 8.2 | Yes | No | 1 | 400 | 600 | 100 | 300 | 2025-01-01
206350426 | KEEPRITE | DLCSRBH09AAK | DLFSCAH09XAK | 13 | 20.5 | 10.3 | Yes | Both | 4 | 700 | 900 | 150 | 350 | 2025-01-01
206350427 | KEEPRITE | DLCSRBH09AAK | DLFSDAH09XAK | 13.2 | 20.2 | 12 | Yes | Both | 4 | 700 | 900 | 150 | 350 | 2025-01-01
206350428 | KEEPRITE | DLCSRBH12AAK | DLFSCAH12XAK | 12.7 | 22.3 | 10.2 | Yes | Both | 4 | 700 | 900 | 150 | 350 | 2025-01-01
206350429 | KEEPRITE | DLCSRBH12AAK | DLFSDAH12XAK | 11.7 | 19.5 | 10 | Yes | Both | 4 | 700 | 900 | 150 | 350 | 2025-01-01
206350430 | KEEPRITE | DLCSRBH12AAK | DLFSFAH12XAK | 13 | 23.6 | 10 | Yes | Both | 4 | 700 | 900 | 150 | 350 | 2025-01-01
206350431 | KEEPRITE | DLCSRBH18AAK | DLFSCAH18XAK | 12.5 | 20 | 9.5 | Yes | Both | 3 | 600 | 800 | 150 | 350 | 2025-01-01
206350432 | KEEPRITE | DLCSRBH18AAK | DLFSDAH18XAK | 11.7 | 18 | 9.5 | Yes | Both | 3 | 600 | 800 | 150 | 350 | 2025-01-01
206350433 | KEEPRITE | DLCSRBH18AAK | DLFSFAH18XAK | 12.5 | 20.5 | 9.8 | Yes | Both | 3 | 600 | 800 | 150 | 350 | 2025-01-01
206350435 | KEEPRITE | DLCSRBH24AAK | DLFSDAH24XAK | 12 | 19.2 | 10.5 | Yes | Both | 4 | 700 | 900 | 150 | 350 | 2025-01-01
206350436 | KEEPRITE | DLCSRBH24AAK | DLFSFAH24XAK | 11.7 | 20.5 | 11 | Yes | Both | 4 | 700 | 900 | 150 | 350 | 2025-01-01
206361888 | KEEPRITE | DLCSRBH12AAJ | DLFSHBH12XAJ | 12.5 | 22.7 | 10.4 | Yes | No | 4 | 700 | 900 | 150 | 350 | 2025-01-01
206361889 | KEEPRITE | DLCSRBH09AAK | DLFSHBH09XAK | 15.8 | 26.4 | 11.6 | Yes | Both | 4 | 700 | 900 | 150 | 350 | 2025-01-01
206361890 | KEEPRITE | DLCSRBH12AAK | DLFSHBH12XAK | 13 | 23.1 | 10.5 | Yes | Both | 4 | 700 | 900 | 150 | 350 | 2025-01-01
206361891 | KEEPRITE | DLCSRBH18AAK | DLFSHBH18XAK | 13 | 22 | 10.6 | Yes | Both | 4 | 700 | 900 | 150 | 350 | 2025-01-01
206361892 | KEEPRITE | DLCSRBH24AAK | DLFSHBH24XAK | 12.5 | 22.3 | 10.3 | Yes | Both | 4 | 700 | 900 | 150 | 350 | 2025-01-01
206188310 | KEEPRITE | DLCLRBH36AAK | DLFLFAH36XAK | 8 | 17 | 8.8 | No | N/A | 2 | 500 | 700 | 100 | 300 | 2025-01-01
206188311 | KEEPRITE | DLCLRBH36AAK | DLFLCAH36XAK | 9 | 17.6 | 9.2 | No | N/A | 3 | 600 | 800 | 150 | 350 | 2025-01-01
206188312 | KEEPRITE | DLCLRBH36AAK | DLFLDAH36XAK | 8.8 | 15.8 | 8.8 | No | N/A | 2 | 500 | 700 | 100 | 300 | 2025-01-01
206188313 | KEEPRITE | DLCLRBH48AAK | DLFLFAH48XAK | 9 | 18 | 9 | No | N/A | 3 | 600 | 800 | 150 | 350 | 2025-01-01
206188314 | KEEPRITE | DLCLRBH48AAK | DLFLCAH48XAK | 9.5 | 17 | 8.8 | No | N/A | 2 | 500 | 700 | 100 | 300 | 2025-01-01
205967996 | KEEPRITE | DLCVRAH09AAJ | DLFVHAH09XAJ | 10.1 | 17 | 9 | No | N/A | 3 | 600 | 800 | 150 | 350 | 2025-01-01
205967997 | KEEPRITE | DLCVRAH12AAJ | DLFVHAH12XAJ | 8.8 | 17.4 | 8.7 | No | N/A | 2 | 500 | 700 | 100 | 300 | 2025-01-01
205967998 | KEEPRITE | DLCVRAH09AAK | DLFVHAH09XAK | 10.5 | 18.5 | 8.8 | Yes | Yes | 2 | 500 | 700 | 100 | 300 | 2025-01-01
205968000 | KEEPRITE | DLCVRAH12AAK | DLFVHAH12XAK | 8.8 | 17.6 | 8.8 | No | N/A | 2 | 500 | 700 | 100 | 300 | 2025-01-01
205968001 | KEEPRITE | DLCVRAH18AAK | DLFVHAH18XAK | 9.9 | 18.3 | 8.7 | No | N/A | 2 | 500 | 700 | 100 | 300 | 2025-01-01
202463650 | KEEPRITE | DLCPRAH18AAK | DLFPHAH18XAK | 14.5 | 26.2 | 12 | Yes | Both | 4 | 700 | 900 | 150 | 350 | 2025-01-01
202463651 | KEEPRITE | DLCPRAH24AAK | DLFPHAH24XAK | 13.7 | 23.5 | 10.5 | Yes | Both | 4 | 700 | 900 | 150 | 350 | 2025-01-01
201835727 | KEEPRITE | DLCLRAH36AAK | DLFLCAH36XAK | 9 | 17.5 | 9.3 | No | N/A | 3 | 600 | 800 | 150 | 350 | 2025-01-01
201835731 | KEEPRITE | DLCLRAH48AAK | DLFLFAH48XAK | 9.3 | 17.8 | 9 | No | N/A | 3 | 600 | 800 | 150 | 350 | 2025-01-01
201835733 | KEEPRITE | DLCLRAH48AAK | DLFLCAH48XAK | 9.5 | 16.8 | 9 | No | N/A | 3 | 600 | 800 | 150 | 350 | 2025-01-01
201835735 | KEEPRITE | DLCLRAH58AAK | DLFLFAH58XAK | 9.8 | 18 | 9.4 | No | N/A | 3 | 600 | 800 | 150 | 350 | 2025-01-01
201835652 | KEEPRITE | DLCPRAH09AAK | DLFPHAH09XAK | 15 | 26 | 12.5 | Yes | Both | 4 | 700 | 900 | 150 | 350 | 2025-01-01
201835655 | KEEPRITE | DLCPRAH12AAK | DLFPHAH12XAK | 13.5 | 24 | 9.5 | Yes | Both | 3 | 600 | 800 | 150 | 350 | 2025-01-01
201835687 | KEEPRITE | DLCLRAH58AAK | DLFLDAH58XAK | 9 | 15.4 | 8.4 | No | N/A | 1 | 400 | 600 | 100 | 300 | 2025-01-01
216091452 | KEEPRITE | DLCSRBH06AAK | DHMAHBQ06XA3 | 15.8 | 26.5 | 13.6 | Yes | Both | 4 | 700 | 900 | 150 | 350 | 2025-01-01
216091468 | KEEPRITE | DLCSRBH09AAK | DHMAHBQ09XA3 | 16.2 | 28.1 | 11.5 | Yes | Both | 4 | 700 | 900 | 150 | 350 | 2025-01-01
216091483 | KEEPRITE | DLCSRBH12AAJ | DHMAHBQ12XA1 | 13 | 23.5 | 10 | Yes | No | 4 | 700 | 900 | 150 | 350 | 2025-01-01
216091499 | KEEPRITE | DLCSRBH12AAK | DHMAHBQ12XA3 | 14 | 25.5 | 10.4 | Yes | Both | 4 | 700 | 900 | 150 | 350 | 2025-01-01
216091515 | KEEPRITE | DLCSRBH18AAK | DHMAHBQ18XA3 | 12.5 | 21.5 | 11.3 | Yes | Both | 4 | 700 | 900 | 150 | 350 | 2025-01-01
216091535 | KEEPRITE | DLCSRBH24AAK | DHMAHBQ24XA3 | 13 | 21.5 | 11.4 | Yes | Both | 4 | 700 | 900 | 150 | 350 | 2025-01-01
216091549 | KEEPRITE | DLCSRBH30AAK | DHMAHBQ30XA3 | 11.5 | 20.1 | 9 | No | N/A | 3 | 600 | 800 | 150 | 350 | 2025-01-01
216091630 | KEEPRITE | DLCSRBH18AAK | 40MBCQ18---3 | 12.5 | 20 | 9.5 | Yes | Both | 3 | 600 | 800 | 150 | 350 | 2025-01-01
216091645 | KEEPRITE | DLCSRBH18AAK | 40MBFQ18---3 | 12.5 | 20.5 | 9.8 | Yes | Both | 3 | 600 | 800 | 150 | 350 | 2025-01-01
216091661 | KEEPRITE | DLCSRBH18AAK | 40MBDQ18---3 | 11.7 | 18 | 9.5 | Yes | Both | 3 | 600 | 800 | 150 | 350 | 2025-01-01
216091672 | KEEPRITE | DLCSRBH18AAK | 40MBDAQ18XH3 | 12.1 | 18 | 10.8 | Yes | Both | 4 | 700 | 900 | 150 | 350 | 2025-01-01
216091681 | KEEPRITE | DLCSRBH18AAK | 40MCCAQ18XA3 | 12.5 | 19.8 | 11.2 | Yes | Both | 4 | 700 | 900 | 150 | 350 | 2025-01-01
216091698 | KEEPRITE | DLCSRBH24AAK | 40MBCAQ24XA3 | 11 | 20.5 | 11.5 | Yes | Both | 4 | 700 | 900 | 150 | 350 | 2025-01-01
216091707 | KEEPRITE | DLCSRBH24AAK | 40MBFQ24---3 | 11.7 | 20.5 | 11 | Yes | Both | 4 | 700 | 900 | 150 | 350 | 2025-01-01
216091716 | KEEPRITE | DLCSRBH24AAK | 40MBDQ24---3 | 12 | 19.2 | 10.5 | Yes | Both | 4 | 700 | 900 | 150 | 350 | 2025-01-01
216091725 | KEEPRITE | DLCSRBH24AAK | 40MBDAQ24XH3 | 12 | 19.2 | 11.1 | Yes | Both | 4 | 700 | 900 | 150 | 350 | 2025-01-01
216091736 | KEEPRITE | DLCSRBH30AAK11 | DHMAHBQ30XA3 | 11.5 | 20.1 | 9 | No | N/A | 3 | 600 | 800 | 150 | 350 | 2025-01-01
215413271 | KEEPRITE | D5CSRAH30AAK | D5FSHAH30XAK | 12 | 20.5 | 9.5 | Yes | No | 3 | 600 | 800 | 150 | 350 | 2025-01-01
215413272 | KEEPRITE | D5CSRAH36AAK | D5FSHAH36XAK | 8.7 | 19 | 8.5 | No | N/A | 2 | 500 | 700 | 100 | 300 | 2025-01-01
215413273 | KEEPRITE | D5CERAH09AAJ | D5FEHAH09XCJ | 12.5 | 21.5 | 9.1 | Yes | Both | 3 | 600 | 800 | 150 | 350 | 2025-01-01
215413274 | KEEPRITE | D5CERAH12AAJ | D5FEHAH12XCJ | 10 | 21.4 | 8.7 | No | N/A | 2 | 500 | 700 | 100 | 300 | 2025-01-01
215413275 | KEEPRITE | D5CERAH09AAK | D5FEHAH09XCK | 12.6 | 21.7 | 9.4 | Yes | Both | 3 | 600 | 800 | 150 | 350 | 2025-01-01
215413276 | KEEPRITE | D5CERAH12AAK | D5FEHAH12XCK | 10.8 | 21.4 | 9.2 | No | N/A | 3 | 600 | 800 | 150 | 350 | 2025-01-01
215413277 | KEEPRITE | D5CERAH18AAK | D5FEHAH18XCK | 11.5 | 20.3 | 9.1 | No | N/A | 3 | 600 | 800 | 150 | 350 | 2025-01-01
215413278 | KEEPRITE | D5CERAH24AAK | D5FEHAH24XCK | 9.5 | 18.5 | 9 | No | N/A | 3 | 600 | 800 | 150 | 350 | 2025-01-01
215413279 | KEEPRITE | D5CERAH30AAK | D5FEHAH30XCK | 12 | 22.4 | 9 | Yes | No | 3 | 600 | 800 | 150 | 350 | 2025-01-01
215413280 | KEEPRITE | D5CERAH36AAK | D5FEHAH36XCK | 9.4 | 19.5 | 9.1 | No | N/A | 3 | 600 | 800 | 150 | 350 | 2025-01-01
215333791 | KEEPRITE | D5CVRAH09AAJ | D5FVHAH09XCJ | 10.1 | 18 | 9 | No | N/A | 3 | 600 | 800 | 150 | 350 | 2025-01-01
215333792 | KEEPRITE | D5CVRAH12AAJ | D5FVHAH12XCJ | 8.8 | 19 | 9.2 | No | N/A | 3 | 600 | 800 | 150 | 350 | 2025-01-01
215333793 | KEEPRITE | D5CVRAH09AAK | D5FVHAH09XCK | 10.9 | 19 | 9.7 | Yes | Yes | 3 | 600 | 800 | 150 | 350 | 2025-01-01
215333794 | KEEPRITE | D5CVRAH12AAK | D5FVHAH12XCK | 8.8 | 18 | 8.8 | No | N/A | 2 | 500 | 700 | 100 | 300 | 2025-01-01
215333795 | KEEPRITE | D5CVRAH18AAK | D5FVHAH18XCK | 9.9 | 18.3 | 8.7 | No | N/A | 2 | 500 | 700 | 100 | 300 | 2025-01-01
215333796 | KEEPRITE | D5CVRAH24AAK | D5FVHAH24XCK | 9 | 17 | 8.5 | Yes | Yes | 2 | 500 | 700 | 100 | 300 | 2025-01-01
214389455 | KEEPRITE | DLCPRAH12AAK | DHMPHAQ12XA3 | 13.5 | 24 | 9.5 | Yes | Both | 3 | 600 | 800 | 150 | 350 | 2025-01-01
214389456 | KEEPRITE | DLCPRAH18AAK | DHMPHAQ18XA3 | 14.5 | 26.2 | 12 | Yes | Both | 4 | 700 | 900 | 150 | 350 | 2025-01-01
214389476 | KEEPRITE | DLCPRBH18AAK | DHMPHAQ18XA3 | 13.5 | 23.5 | 13.5 | Yes | Both | 4 | 700 | 900 | 150 | 350 | 2025-01-01
201835725 | KEEPRITE | DLCLRAH36AAK | DLFLFAH36XAK | 8 | 16 | 10 | No | N/A | 4 | 700 | 900 | 150 | 350 | 2025-01-01
215324406 | KEEPRITE | D5CSHAH12AAK | D5FSFAH12XAK | 12.7 | 25 | 10.6 | Yes | Both | 4 | 700 | 900 | 150 | 350 | 2025-01-01
215324407 | KEEPRITE | D5CSHAH12AAK | D5FSDAH12XAK | 12 | 20 | 10.2 | Yes | Both | 4 | 700 | 900 | 150 | 350 | 2025-01-01
215324408 | KEEPRITE | D5CSHAH12AAK | D5FSDAH12XHK | 12 | 20.2 | 10.6 | Yes | Both | 4 | 700 | 900 | 150 | 350 | 2025-01-01
215324409 | KEEPRITE | D5CSHAH18AAK | D5FSHAH18XAK | 12.5 | 21.5 | 11 | Yes | Both | 4 | 700 | 900 | 150 | 350 | 2025-01-01
215324410 | KEEPRITE | D5CSHAH18AAK | D5FSOAH18XAK | 12.5 | 20.7 | 12.2 | Yes | Both | 4 | 700 | 900 | 150 | 350 | 2025-01-01
215324411 | KEEPRITE | D5CSHAH18AAK | D5FSCAH18XAK | 12.5 | 20 | 12.4 | Yes | Both | 4 | 700 | 900 | 150 | 350 | 2025-01-01
215324412 | KEEPRITE | D5CSHAH18AAK | D5FSFAH16XAK | 12.5 | 20.2 | 10.3 | Yes | Both | 4 | 700 | 900 | 150 | 350 | 2025-01-01
215324413 | KEEPRITE | D5CSHAH18AAK | D5FCFAH18XAK | 12.6 | 20.5 | 10.3 | Yes | Both | 4 | 700 | 900 | 150 | 350 | 2025-01-01
215324414 | KEEPRITE | D5CSHAH18AAK | D5FSDAH18XAK | 12 | 18 | 10.8 | Yes | Both | 4 | 700 | 900 | 150 | 350 | 2025-01-01
215324415 | KEEPRITE | D5CSHAH18AAK | D5FSDAH18XHK | 12.1 | 18.5 | 11.1 | Yes | Both | 4 | 700 | 900 | 150 | 350 | 2025-01-01
215324416 | KEEPRITE | D5CSHAH24AAK | D5FSHAH24XAK | 13 | 21.2 | 13.5 | Yes | Both | 4 | 700 | 900 | 150 | 350 | 2025-01-01
215324417 | KEEPRITE | D5CSHAH24AAK | D5FSCAH24XAK | 12 | 20.8 | 11.6 | Yes | Both | 4 | 700 | 900 | 150 | 350 | 2025-01-01
215324418 | KEEPRITE | D5CSHAH24AAK | D5FCFAH24XAK | 12 | 20.5 | 12.1 | Yes | Both | 4 | 700 | 900 | 150 | 350 | 2025-01-01
215324419 | KEEPRITE | D5CSHAH24AAK | D5FSDAH24XHK | 12 | 19.2 | 11.7 | Yes | Both | 4 | 700 | 900 | 150 | 350 | 2025-01-01
215324420 | KEEPRITE | D5CSHAH33AAK | D5FSHAH33XAK | 12 | 19.6 | 10.5 | Yes | Both | 4 | 700 | 900 | 150 | 350 | 2025-01-01
215324421 | KEEPRITE | D5CSRAH12AAJ | D5FSHAH12XAJ | 13 | 23.5 | 9.5 | Yes | No | 3 | 600 | 800 | 150 | 350 | 2025-01-01
215324422 | KEEPRITE | D5CSRAH09AAK | D5FSHAH09XAK | 14.9 | 26 | 12.5 | Yes | Both | 4 | 700 | 900 | 150 | 350 | 2025-01-01
215324423 | KEEPRITE | D5CSRAH09AAK | D5FSOAH12XAK | 14.4 | 22.2 | 11.8 | Yes | Both | 4 | 700 | 900 | 150 | 350 | 2025-01-01
215324424 | KEEPRITE | D5CSRAH09AAK | D5FSCAH12XAK | 14.3 | 21.7 | 11.3 | Yes | Both | 4 | 700 | 900 | 150 | 350 | 2025-01-01
215324425 | KEEPRITE | D5CSRAH09AAK | D5FSFAH09XAK | 16.3 | 26 | 13.9 | Yes | Both | 4 | 700 | 900 | 150 | 350 | 2025-01-01
215324426 | KEEPRITE | D5CSRAH09AAK | D5FSDAH12XAK | 12.8 | 19.6 | 11 | Yes | Both | 4 | 700 | 900 | 150 | 350 | 2025-01-01
215324427 | KEEPRITE | D5CSRAH09AAK | D5FSDAH12XHK | 13 | 19.8 | 11.5 | Yes | Both | 4 | 700 | 900 | 150 | 350 | 2025-01-01
215324428 | KEEPRITE | D5CSRAH12AAK | D5FSHAH12XAK | 13.1 | 25.5 | 10.7 | Yes | Both | 4 | 700 | 900 | 150 | 350 | 2025-01-01
215324429 | KEEPRITE | D5CSRAH12AAK | D5FSOAH12XAK | 12.3 | 22.2 | 10.1 | Yes | Both | 4 | 700 | 900 | 150 | 350 | 2025-01-01
215324430 | KEEPRITE | D5CSRAH12AAK | D5FSCAH12XAK | 12.5 | 21.2 | 10.4 | Yes | Both | 4 | 700 | 900 | 150 | 350 | 2025-01-01
215324431 | KEEPRITE | D5CSRAH12AAK | D5FSFAH12XAK | 12.7 | 24.7 | 11 | Yes | Both | 4 | 700 | 900 | 150 | 350 | 2025-01-01
215324432 | KEEPRITE | D5CSRAH12AAK | D5FSDAH12XAK | 11.7 | 19 | 10.3 | Yes | Both | 4 | 700 | 900 | 150 | 350 | 2025-01-01
215324433 | KEEPRITE | D5CSRAH12AAK | D5FSDAH12XHK | 12 | 19.5 | 10.5 | Yes | Both | 4 | 700 | 900 | 150 | 350 | 2025-01-01
215324438 | KEEPRITE | D5CSRAH18AAK | D5FCFAH18XAK | 12.5 | 22.4 | 10.4 | Yes | Both | 4 | 700 | 900 | 150 | 350 | 2025-01-01
215324439 | KEEPRITE | D5CSRAH18AAK | D5FSDAH18XAK | 12.5 | 20 | 10.6 | Yes | Both | 4 | 700 | 900 | 150 | 350 | 2025-01-01
215324440 | KEEPRITE | D5CSRAH18AAK | D5FSDAH18XHK | 13.3 | 20 | 11.4 | Yes | Both | 4 | 700 | 900 | 150 | 350 | 2025-01-01
215324441 | KEEPRITE | D5CSRAH24AAK | D5FPHAH18XAK | 14 | 23.1 | 11.7 | Yes | Both | 4 | 700 | 900 | 150 | 350 | 2025-01-01
215324442 | KEEPRITE | D5CSRAH24AAK | D5FSCAH24XAK | 12 | 22.1 | 10.5 | Yes | Both | 4 | 700 | 900 | 150 | 350 | 2025-01-01
215324443 | KEEPRITE | D5CSRAH24AAK | D5FCFAH24XAK | 12.2 | 21.2 | 11.1 | Yes | Both | 4 | 700 | 900 | 150 | 350 | 2025-01-01
215324444 | KEEPRITE | D5CSRAH24AAK | D5FSDAH24XHK | 12.5 | 19 | 11 | Yes | Both | 4 | 700 | 900 | 150 | 350 | 2025-01-01
215324445 | KEEPRITE | D5CVRAH09AAJ | D5FVHAH09XAJ | 10.1 | 18 | 9 | No | N/A | 3 | 600 | 800 | 150 | 350 | 2025-01-01
215324446 | KEEPRITE | D5CVRAH12AAJ | D5FVHAH12XAJ | 8.8 | 19 | 9.2 | No | N/A | 3 | 600 | 800 | 150 | 350 | 2025-01-01
215324447 | KEEPRITE | D5CVRAH09AAK | D5FVHAH09XAK | 10.9 | 19 | 9.7 | Yes | Yes | 3 | 600 | 800 | 150 | 350 | 2025-01-01
215324448 | KEEPRITE | D5CVRAH12AAK | D5FVHAH12XAK | 8.8 | 18 | 8.8 | No | N/A | 2 | 500 | 700 | 100 | 300 | 2025-01-01
215324449 | KEEPRITE | D5CVRAH18AAK | D5FVHAH18XAK | 9.9 | 18.3 | 8.7 | No | N/A | 2 | 500 | 700 | 100 | 300 | 2025-01-01
215324450 | KEEPRITE | D5CVRAH24AAK | D5FVHAH24XAK | 9 | 17 | 8.5 | Yes | Yes | 2 | 500 | 700 | 100 | 300 | 2025-01-01
215324451 | KEEPRITE | D5CLHAH36AAK | D5FLCAH36XAK | 12 | 21.3 | 10.6 | Yes | Both | 4 | 700 | 900 | 150 | 350 | 2025-01-01
215324452 | KEEPRITE | D5CLHAH36AAK | D5FCFAH36XAK | 12 | 20.2 | 10.8 | Yes | Both | 4 | 700 | 900 | 150 | 350 | 2025-01-01
215324453 | KEEPRITE | D5CLHAH36AAK | D5FLDAH36XHK | 12 | 17.8 | 11.1 | Yes | Both | 4 | 700 | 900 | 150 | 350 | 2025-01-01
215324454 | KEEPRITE | D5CLHAH48AAK | D5FLCAH48XAK | 10 | 18.2 | 11 | Yes | Yes | 4 | 700 | 900 | 150 | 350 | 2025-01-01
215324455 | KEEPRITE | D5CLHAH48AAK | D5FCFAH48XAK | 9.4 | 18.7 | 10.1 | Yes | Yes | 4 | 700 | 900 | 150 | 350 | 2025-01-01
215324456 | KEEPRITE | D5CLHAH48AAK | D5FLDAH48XHK | 10.4 | 16.8 | 10.8 | Yes | Yes | 4 | 700 | 900 | 150 | 350 | 2025-01-01
215324457 | KEEPRITE | D5CLHAH58AAK | D5FCFAH58XAK | 9 | 18.1 | 10.7 | Yes | Yes | 4 | 700 | 900 | 150 | 350 | 2025-01-01
215324458 | KEEPRITE | D5CLHAH58AAK | D5FLDAH58XHK | 10.2 | 15.9 | 10.4 | Yes | Yes | 2 | 500 | 700 | 100 | 300 | 2025-01-01
215324459 | KEEPRITE | D5CLRAH36AAK | D5FLCAH36XAK | 9.7 | 20 | 10.4 | Yes | Yes | 4 | 700 | 900 | 150 | 350 | 2025-01-01
215324460 | KEEPRITE | D5CLRAH36AAK | D5FCFAH36XAK | 10.2 | 20 | 10 | No | N/A | 4 | 700 | 900 | 150 | 350 | 2025-01-01
215324461 | KEEPRITE | D5CLRAH36AAK | D5FLDAH36XHK | 10.2 | 18.8 | 10.2 | No | N/A | 4 | 700 | 900 | 150 | 350 | 2025-01-01
215324462 | KEEPRITE | D5CLRAH48AAK | D5FLCAH48XAK | 9.5 | 19.1 | 9.9 | Yes | Yes | 3 | 600 | 800 | 150 | 350 | 2025-01-01
215324463 | KEEPRITE | D5CLRAH48AAK | D5FCFAH48XAK | 9.5 | 19.9 | 10.2 | Yes | Yes | 4 | 700 | 900 | 150 | 350 | 2025-01-01
215324464 | KEEPRITE | D5CLRAH48AAK | D5FLDAH48XHK | 10 | 17.2 | 9.8 | Yes | Yes | 3 | 600 | 800 | 150 | 350 | 2025-01-01
215324465 | KEEPRITE | D5CLRAH58AAK | D5FCFAH58XAK | 9.6 | 19.5 | 9.5 | No | N/A | 3 | 600 | 800 | 150 | 350 | 2025-01-01
213349760 | KEEPRITE | DLCVRAH09AAK | DLFVHAH09XBK | 8.8 | 17.6 | 8.8 | No | N/A | 2 | 500 | 700 | 100 | 300 | 2025-01-01
215324394 | KEEPRITE | D5CSHAH06AAK | D5FSHAH06XAK | 18 | 25.7 | 14.8 | Yes | Both | 4 | 700 | 900 | 150 | 350 | 2025-01-01
215324395 | KEEPRITE | D5CSHAH06AAK | D5FSOAH06XAK | 15.2 | 22 | 12 | Yes | Both | 4 | 700 | 900 | 150 | 350 | 2025-01-01
215324396 | KEEPRITE | D5CSHAH06AAK | D5FSDAH06XAK | 14.5 | 21.5 | 13.8 | Yes | Both | 4 | 700 | 900 | 150 | 350 | 2025-01-01
215324397 | KEEPRITE | D5CSHAH09AAK | D5FSHAH09XAK | 15.5 | 27.5 | 12.5 | Yes | Both | 4 | 700 | 900 | 150 | 350 | 2025-01-01
215324398 | KEEPRITE | D5CSHAH09AAK | D5FSOAH12XAK | 14.7 | 24 | 12.2 | Yes | Both | 4 | 700 | 900 | 150 | 350 | 2025-01-01
215324399 | KEEPRITE | D5CSHAH09AAK | D5FSCAH12XAK | 14 | 22.7 | 12.2 | Yes | Both | 4 | 700 | 900 | 150 | 350 | 2025-01-01
215324400 | KEEPRITE | D5CSHAH09AAK | D5FSFAH09XAK | 15.2 | 27.3 | 10.9 | Yes | Both | 4 | 700 | 900 | 150 | 350 | 2025-01-01
215324401 | KEEPRITE | D5CSHAH09AAK | D5FSDAH12XAK | 13.5 | 21.5 | 12.5 | Yes | Both | 4 | 700 | 900 | 150 | 350 | 2025-01-01
215324402 | KEEPRITE | D5CSHAH09AAK | D5FSDAH12XHK | 14 | 20.6 | 13.8 | Yes | Both | 4 | 700 | 900 | 150 | 350 | 2025-01-01
215324403 | KEEPRITE | D5CSHAH12AAK | D5FSHAH12XAK | 13.5 | 25.5 | 10.5 | Yes | Both | 4 | 700 | 900 | 150 | 350 | 2025-01-01
215324404 | KEEPRITE | D5CSHAH12AAK | D5FSOAH12XAK | 13 | 23 | 10.2 | Yes | Both | 4 | 700 | 900 | 150 | 350 | 2025-01-01
215324405 | KEEPRITE | D5CSHAH12AAK | D5FSCAH12XAK | 12.7 | 22.3 | 11.6 | Yes | Both | 4 | 700 | 900 | 150 | 350 | 2025-01-01
215324434 | KEEPRITE | D5CSRAH18AAK | D5FSHAH18XAK | 12.8 | 23.5 | 10.8 | Yes | Both | 4 | 700 | 900 | 150 | 350 | 2025-01-01
215324435 | KEEPRITE | D5CSRAH18AAK | D5FSOAH18XAK | 12.5 | 22.3 | 12.2 | Yes | Both | 4 | 700 | 900 | 150 | 350 | 2025-01-01
215324436 | KEEPRITE | D5CSRAH18AAK | D5FSCAH18XAK | 12.5 | 20.8 | 11.4 | Yes | Both | 4 | 700 | 900 | 150 | 350 | 2025-01-01
215324437 | KEEPRITE | D5CSRAH18AAK | D5FSFAH16XAK | 12.5 | 23.9 | 13.5 | Yes | Both | 4 | 700 | 900 | 150 | 350 | 2025-01-01
215324466 | KEEPRITE | D5CLRAH58AAK | D5FLDAH58XHK | 10 | 17 | 9.8 | No | N/A | 3 | 600 | 800 | 150 | 350 | 2025-01-01
211132691 | KEEPRITE | DLCSRBH18AAK | DLFSDAH18XHK | 12.1 | 18 | 10.8 | Yes | Both | 4 | 700 | 900 | 150 | 350 | 2025-01-01
211132692 | KEEPRITE | DLCSRBH09AAK | DLFSDAH09XHK | 13.6 | 20.5 | 10 | Yes | Both | 4 | 700 | 900 | 150 | 350 | 2025-01-01
211132693 | KEEPRITE | DLCSRBH12AAK | DLFSDAH12XHK | 12 | 20 | 9.5 | Yes | Both | 3 | 600 | 800 | 150 | 350 | 2025-01-01
211132725 | KEEPRITE | DLCLRCH36AAK | DLFLDAH36XHK | 9.2 | 16 | 10.2 | No | N/A | 4 | 700 | 900 | 150 | 350 | 2025-01-01
211132726 | KEEPRITE | DLCLRCH58AAK | DLFLDAH58XHK | 10.3 | 17 | 8.4 | No | N/A | 1 | 400 | 600 | 100 | 300 | 2025-01-01
211132727 | KEEPRITE | DLCLRCH48AAK | DLFLDAH48XHK | 8.8 | 15.2 | 9.7 | Yes | Yes | 2 | 500 | 700 | 100 | 300 | 2025-01-01
211132728 | KEEPRITE | DLCSRBH24AAK | DLFSDAH24XHK | 12 | 19.2 | 11.1 | Yes | Both | 4 | 700 | 900 | 150 | 350 | 2025-01-01
213214854 | KEEPRITE | DLCPRBH09AAK | DLFPHAH09XAK | 14.4 | 25.5 | 15 | Yes | Both | 4 | 700 | 900 | 150 | 350 | 2025-01-01
213214855 | KEEPRITE | DLCPRBH12AAK | DLFPHAH12XAK | 12.5 | 24 | 10.5 | Yes | Both | 4 | 700 | 900 | 150 | 350 | 2025-01-01
213214856 | KEEPRITE | DLCPRBH18AAK | DLFPHAH18XAK | 13.5 | 23.5 | 13.5 | Yes | Both | 4 | 700 | 900 | 150 | 350 | 2025-01-01
210857441 | KEEPRITE | DLCSRBH09AAK | DLFSOAH09XAK | 13 | 24 | 12.4 | Yes | Both | 4 | 700 | 900 | 150 | 350 | 2025-01-01
210857442 | KEEPRITE | DLCSRBH06AAK | DLFSOAH09XAK | 14.5 | 22 | 10.8 | Yes | Both | 4 | 700 | 900 | 150 | 350 | 2025-01-01
210857443 | KEEPRITE | DLCSRBH18AAK | DLFSOAH18XAK | 12.5 | 19.8 | 11.2 | Yes | Both | 4 | 700 | 900 | 150 | 350 | 2025-01-01
210857444 | KEEPRITE | DLCSRBH12AAK | DLFSOAH18XAK | 13 | 23 | 10 | Yes | Both | 4 | 700 | 900 | 150 | 350 | 2025-01-01
209948195 | KEEPRITE | DLCSRBH12AAK | DLFSFBH12XAK | 13.3 | 24.2 | 10.7 | Yes | Both | 4 | 700 | 900 | 150 | 350 | 2025-01-01
215357359 | KENMORE | D5CMHAH18CAK |  | 13 | 20 | 10 | Yes | Both | 4 | 700 | 900 | 150 | 350 | 2025-01-01
215357362 | KENMORE | D5CMHAH24DAK |  | 13 | 20 | 9.5 | Yes | Both | 3 | 600 | 800 | 150 | 350 | 2025-01-01
215357368 | KENMORE | D5CMHAH30EAK |  | 12.5 | 19.5 | 10.5 | Yes | Both | 4 | 700 | 900 | 150 | 350 | 2025-01-01
215357371 | KENMORE | D5CMHAH36EAK |  | 12 | 19.5 | 10.5 | Yes | Both | 4 | 700 | 900 | 150 | 350 | 2025-01-01
215357374 | KENMORE | D5CMHAH48FAK |  | 11.7 | 20.5 | 11 | Yes | Both | 4 | 700 | 900 | 150 | 350 | 2025-01-01
215357377 | KENMORE | D5CMHAH55FAK |  | 11.7 | 20.2 | 10.7 | Yes | Both | 4 | 700 | 900 | 150 | 350 | 2025-01-01
215357380 | KENMORE | D5CMRAH18CAK |  | 12 | 20 | 10 | Yes | Both | 4 | 700 | 900 | 150 | 350 | 2025-01-01
215357383 | KENMORE | D5CMRAH24DAK |  | 12.5 | 21 | 9.5 | Yes | Both | 3 | 600 | 800 | 150 | 350 | 2025-01-01
215357389 | KENMORE | D5CMRAH30EAK |  | 12 | 21 | 9.5 | Yes | Both | 3 | 600 | 800 | 150 | 350 | 2025-01-01
215357392 | KENMORE | D5CMRAH36EAK |  | 11.7 | 20 | 9.2 | Yes | Both | 3 | 600 | 800 | 150 | 350 | 2025-01-01
215357395 | KENMORE | D5CMRAH48FAK |  | 12 | 20.5 | 10.6 | Yes | Both | 4 | 700 | 900 | 150 | 350 | 2025-01-01
215357398 | KENMORE | D5CMRAH55FAK |  | 10 | 18 | 9.3 | No | N/A | 3 | 600 | 800 | 150 | 350 | 2025-01-01
201835793 | KENMORE | DLCMRAH18BAK |  | 11.7 | 18.3 | 9 | Yes | No | 3 | 600 | 800 | 150 | 350 | 2025-01-01
201835794 | KENMORE | DLCMRAH27CAK |  | 11 | 20 | 8.5 | No | N/A | 2 | 500 | 700 | 100 | 300 | 2025-01-01
201835797 | KENMORE | DLCMRAH36DAK |  | 10 | 18.5 | 8.7 | No | N/A | 2 | 500 | 700 | 100 | 300 | 2025-01-01
201835799 | KENMORE | DLCMRAH48EAK |  | 10.1 | 18.3 | 9.6 | No | N/A | 3 | 600 | 800 | 150 | 350 | 2025-01-01
207643093 | KENMORE | DLCMRBH18BAK |  | 12 | 19 | 9.8 | Yes | Both | 3 | 600 | 800 | 150 | 350 | 2025-01-01
207643096 | KENMORE | DLCMHBH24CAK |  | 12.5 | 21.3 | 9.7 | Yes | Both | 3 | 600 | 800 | 150 | 350 | 2025-01-01
207643099 | KENMORE | DLCMHBH30DAK |  | 12 | 20 | 9.2 | Yes | No | 3 | 600 | 800 | 150 | 350 | 2025-01-01
207643101 | KENMORE | DLCMRBH36DAK |  | 11 | 20 | 9.2 | No | N/A | 3 | 600 | 800 | 150 | 350 | 2025-01-01
207643105 | KENMORE | DLCMHBH48EAK |  | 11.7 | 20.9 | 9 | Yes | Both | 3 | 600 | 800 | 150 | 350 | 2025-01-01
207643108 | KENMORE | DLCMHBH36DAK |  | 11.7 | 19 | 10 | Yes | No | 4 | 700 | 900 | 150 | 350 | 2025-01-01
207643111 | KENMORE | DLCMRBH48EAK |  | 10.8 | 20.5 | 9.7 | No | N/A | 3 | 600 | 800 | 150 | 350 | 2025-01-01
207643110 | KENMORE | DLCMRBH48EAK |  | 11 | 21.1 | 9.5 | No | N/A | 3 | 600 | 800 | 150 | 350 | 2025-01-01
207643104 | KENMORE | DLCMHBH48EAK |  | 11 | 21.2 | 10 | Yes | Both | 4 | 700 | 900 | 150 | 350 | 2025-01-01
207643107 | KENMORE | DLCMHBH36DAK |  | 12.5 | 20 | 9.7 | Yes | Both | 3 | 600 | 800 | 150 | 350 | 2025-01-01
207643102 | KENMORE | DLCMRBH36DAK |  | 10.6 | 23.1 | 9.6 | No | N/A | 3 | 600 | 800 | 150 | 350 | 2025-01-01
207643095 | KENMORE | DLCMHBH24CAK |  | 12.5 | 22.3 | 9.6 | Yes | Both | 3 | 600 | 800 | 150 | 350 | 2025-01-01
207643098 | KENMORE | DLCMHBH30DAK |  | 12 | 22.4 | 9.5 | Yes | No | 3 | 600 | 800 | 150 | 350 | 2025-01-01
207643092 | KENMORE | DLCMRBH18BAK |  | 12.5 | 21 | 10.2 | Yes | No | 4 | 700 | 900 | 150 | 350 | 2025-01-01
201835785 | KENMORE | DLCMRAH18BAK |  | 11.7 | 20.5 | 8.7 | Yes | No | 2 | 500 | 700 | 100 | 300 | 2025-01-01
201835787 | KENMORE | DLCMRAH27CAK |  | 11.5 | 22 | 9.6 | Yes | Both | 3 | 600 | 800 | 150 | 350 | 2025-01-01
201835788 | KENMORE | DLCMRAH36DAK |  | 10.5 | 21.4 | 8.6 | Yes | Yes | 2 | 500 | 700 | 100 | 300 | 2025-01-01
201835790 | KENMORE | DLCMRAH48EAK |  | 11 | 20.5 | 8.8 | No | N/A | 2 | 500 | 700 | 100 | 300 | 2025-01-01
216765623 | KENMORE | D5CMTAH18CAK |  | 11.7 | 18.5 | 9.2 | Yes | Both | 3 | 600 | 800 | 150 | 350 | 2025-01-01
216765624 | KENMORE | D5CMTAH27DAK |  | 10.5 | 18.5 | 8.5 | Yes | Yes | 2 | 500 | 700 | 100 | 300 | 2025-01-01
216765625 | KENMORE | D5CMTAH36EAK |  | 9.5 | 18.8 | 8.5 | Yes | Yes | 2 | 500 | 700 | 100 | 300 | 2025-01-01
216765626 | KENMORE | D5CMTAH48FAK |  | 10 | 18.7 | 9.5 | Yes | Yes | 3 | 600 | 800 | 150 | 350 | 2025-01-01
215357397 | KENMORE | D5CMRAH55FAK |  | 10 | 22 | 9.6 | No | N/A | 3 | 600 | 800 | 150 | 350 | 2025-01-01
215357391 | KENMORE | D5CMRAH36EAK |  | 12 | 24 | 9.5 | Yes | Both | 3 | 600 | 800 | 150 | 350 | 2025-01-01
215357394 | KENMORE | D5CMRAH48FAK |  | 12.5 | 24 | 10.4 | Yes | Both | 4 | 700 | 900 | 150 | 350 | 2025-01-01
215357382 | KENMORE | D5CMRAH24DAK |  | 13.5 | 25 | 9.5 | Yes | Both | 3 | 600 | 800 | 150 | 350 | 2025-01-01
215357388 | KENMORE | D5CMRAH30EAK |  | 13 | 25 | 10 | Yes | Both | 4 | 700 | 900 | 150 | 350 | 2025-01-01
215357376 | KENMORE | D5CMHAH55FAK |  | 12 | 22.3 | 10.5 | Yes | Both | 4 | 700 | 900 | 150 | 350 | 2025-01-01
215357379 | KENMORE | D5CMRAH18CAK |  | 14 | 25.2 | 9.8 | Yes | Both | 3 | 600 | 800 | 150 | 350 | 2025-01-01
215357370 | KENMORE | D5CMHAH36EAK |  | 13.1 | 23.1 | 10.7 | Yes | Both | 4 | 700 | 900 | 150 | 350 | 2025-01-01
215357373 | KENMORE | D5CMHAH48FAK |  | 12 | 23 | 11.3 | Yes | Both | 4 | 700 | 900 | 150 | 350 | 2025-01-01
215357361 | KENMORE | D5CMHAH24DAK |  | 13 | 24 | 10 | Yes | Both | 4 | 700 | 900 | 150 | 350 | 2025-01-01
215357367 | KENMORE | D5CMHAH30EAK |  | 13.2 | 24 | 10.7 | Yes | Both | 4 | 700 | 900 | 150 | 350 | 2025-01-01
215357358 | KENMORE | D5CMHAH18CAK |  | 15 | 25 | 10.5 | Yes | Both | 4 | 700 | 900 | 150 | 350 | 2025-01-01
213363442 | KENMORE | DLCMTAH48EAK |  | 10 | 18.7 | 8.8 | Yes | Yes | 2 | 500 | 700 | 100 | 300 | 2025-01-01
213363445 | KENMORE | DLCMTAH27CAK |  | 11.5 | 20 | 8.5 | No | N/A | 2 | 500 | 700 | 100 | 300 | 2025-01-01
213363448 | KENMORE | DLCMTAH18BAK |  | 11.5 | 18 | 8.7 | Yes | Both | 2 | 500 | 700 | 100 | 300 | 2025-01-01
213363451 | KENMORE | DLCMTAH36DAK |  | 10 | 20 | 8.5 | No | N/A | 2 | 500 | 700 | 100 | 300 | 2025-01-01
215357363 | KENMORE | D5CMHAH24DAK |  | 13 | 22 | 9.75 | Yes | Both | 3 | 600 | 800 | 150 | 350 | 2025-01-01
215357360 | KENMORE | D5CMHAH18CAK |  | 14 | 22.5 | 10.25 | Yes | Both | 4 | 700 | 900 | 150 | 350 | 2025-01-01
215357369 | KENMORE | D5CMHAH30EAK |  | 12.85 | 21.75 | 10.6 | Yes | Both | 4 | 700 | 900 | 150 | 350 | 2025-01-01
215357372 | KENMORE | D5CMHAH36EAK |  | 12.55 | 21.3 | 10.6 | Yes | Both | 4 | 700 | 900 | 150 | 350 | 2025-01-01
215357381 | KENMORE | D5CMRAH18CAK |  | 13 | 22.6 | 9.9 | Yes | Both | 3 | 600 | 800 | 150 | 350 | 2025-01-01
215357378 | KENMORE | D5CMHAH55FAK |  | 11.85 | 21.25 | 10.6 | Yes | Both | 4 | 700 | 900 | 150 | 350 | 2025-01-01
215357375 | KENMORE | D5CMHAH48FAK |  | 11.85 | 21.75 | 11.15 | Yes | Both | 4 | 700 | 900 | 150 | 350 | 2025-01-01
215357384 | KENMORE | D5CMRAH24DAK |  | 13 | 23 | 9.5 | Yes | Both | 3 | 600 | 800 | 150 | 350 | 2025-01-01
215357393 | KENMORE | D5CMRAH36EAK |  | 11.85 | 22 | 9.35 | Yes | Both | 3 | 600 | 800 | 150 | 350 | 2025-01-01
215357390 | KENMORE | D5CMRAH30EAK |  | 12.5 | 23 | 9.75 | Yes | Both | 3 | 600 | 800 | 150 | 350 | 2025-01-01
215357396 | KENMORE | D5CMRAH48FAK |  | 12.25 | 22.5 | 10.5 | Yes | Both | 4 | 700 | 900 | 150 | 350 | 2025-01-01
215357399 | KENMORE | D5CMRAH55FAK |  | 10 | 20 | 9.45 | No | N/A | 3 | 600 | 800 | 150 | 350 | 2025-01-01
201835835 | KENMORE | DLCMRAH27CAK |  | 11.25 | 21 | 9.05 | No | N/A | 3 | 600 | 800 | 150 | 350 | 2025-01-01
201835837 | KENMORE | DLCMRAH36DAK |  | 10.25 | 19.95 | 8.65 | No | N/A | 2 | 500 | 700 | 100 | 300 | 2025-01-01
201835839 | KENMORE | DLCMRAH48EAK |  | 10.55 | 19.4 | 9.2 | No | N/A | 3 | 600 | 800 | 150 | 350 | 2025-01-01
207643097 | KENMORE | DLCMHBH24CAK |  | 12.5 | 21.8 | 9.65 | Yes | Both | 3 | 600 | 800 | 150 | 350 | 2025-01-01
207643094 | KENMORE | DLCMRBH18BAK |  | 12.25 | 20 | 10 | Yes | No | 4 | 700 | 900 | 150 | 350 | 2025-01-01
207643100 | KENMORE | DLCMHBH30DAK |  | 12 | 21.2 | 9.35 | Yes | No | 3 | 600 | 800 | 150 | 350 | 2025-01-01
207643103 | KENMORE | DLCMRBH36DAK |  | 10.8 | 21.55 | 9.4 | No | N/A | 3 | 600 | 800 | 150 | 350 | 2025-01-01
207643106 | KENMORE | DLCMHBH48EAK |  | 11.35 | 21.05 | 9.4 | Yes | Both | 3 | 600 | 800 | 150 | 350 | 2025-01-01
207643109 | KENMORE | DLCMHBH36DAK |  | 12.1 | 19.5 | 9.85 | Yes | Both | 3 | 600 | 800 | 150 | 350 | 2025-01-01
207643112 | KENMORE | DLCMRBH48EAK |  | 10.9 | 20.8 | 9.6 | No | N/A | 3 | 600 | 800 | 150 | 350 | 2025-01-01
201835833 | KENMORE | DLCMRAH18BAK |  | 11.7 | 19.4 | 8.85 | Yes | No | 2 | 500 | 700 | 100 | 300 | 2025-01-01
209270267 | KENMORE | DLCSRBH09AAK | DLFCCAH09XAK | 13 | 24 | 12.4 | Yes | Both | 4 | 700 | 900 | 150 | 350 | 2025-01-01
209270268 | KENMORE | DLCSRBH18AAK | DLFCCAH18XAK | 12.5 | 19.8 | 11.2 | Yes | Both | 4 | 700 | 900 | 150 | 350 | 2025-01-01
212521267 | KENMORE | DLCPRAH09AAK | DLFPHBH09XAK | 12.1 | 19.5 | 12.1 | Yes | No | 4 | 700 | 900 | 150 | 350 | 2025-01-01
212521268 | KENMORE | DLCPRAH12AAK | DLFPHBH12XAK | 11 | 18.2 | 10 | Yes | Both | 4 | 700 | 900 | 150 | 350 | 2025-01-01
212521289 | KENMORE | DLCPRAH18AAK | DLFPHBH18XAK | 12.4 | 24.1 | 12 | Yes | Both | 4 | 700 | 900 | 150 | 350 | 2025-01-01
208447654 | KENMORE | DLCSRBH12AAK | DLFSHCH12XAK | 14 | 25.5 | 10.4 | Yes | Both | 4 | 700 | 900 | 150 | 350 | 2025-01-01
208447655 | KENMORE | DLCSRBH24AAK | DLFSHCH24XAK | 13 | 21.5 | 11.4 | Yes | Both | 4 | 700 | 900 | 150 | 350 | 2025-01-01
208447657 | KENMORE | DLCSRBH09AAK | DLFSHCH09XAK | 16.2 | 28.1 | 11.5 | Yes | Both | 4 | 700 | 900 | 150 | 350 | 2025-01-01
208447658 | KENMORE | DLCSRBH30AAK | DLFSHCH30XAK | 11.5 | 20.1 | 9 | No | N/A | 3 | 600 | 800 | 150 | 350 | 2025-01-01
208447659 | KENMORE | DLCSRBH18AAK | DLFSHCH18XAK | 12.5 | 21.5 | 11.3 | Yes | Both | 4 | 700 | 900 | 150 | 350 | 2025-01-01
208447660 | KENMORE | DLCSRBH12AAJ | DLFSHCH12XAJ | 13 | 23.5 | 10 | Yes | No | 4 | 700 | 900 | 150 | 350 | 2025-01-01
208447661 | KENMORE | DLCSRBH06AAK | DLFSHCH06XAK | 15.8 | 26.5 | 13.6 | Yes | Both | 4 | 700 | 900 | 150 | 350 | 2025-01-01
208447734 | KENMORE | DLCERBH12AAJ | DLFEHBH12XAJ | 10.3 | 20.8 | 8.7 | No | N/A | 2 | 500 | 700 | 100 | 300 | 2025-01-01
208447735 | KENMORE | DLCERBH09AAJ | DLFEHBH09XAJ | 12.5 | 21.5 | 9.1 | Yes | Both | 3 | 600 | 800 | 150 | 350 | 2025-01-01
208447737 | KENMORE | DLCERBH18AAK | DLFEHBH18XAK | 11 | 19.5 | 8.7 | No | N/A | 2 | 500 | 700 | 100 | 300 | 2025-01-01
208447738 | KENMORE | DLCERBH30AAK | DLFEHBH30XAK | 12.2 | 21 | 8.7 | Yes | No | 2 | 500 | 700 | 100 | 300 | 2025-01-01
208447739 | KENMORE | DLCERBH12AAK | DLFEHBH12XAK | 10.8 | 21.4 | 9.2 | No | N/A | 3 | 600 | 800 | 150 | 350 | 2025-01-01
208447740 | KENMORE | DLCERBH09AAK | DLFEHBH09XAK | 12.6 | 21.7 | 9.4 | Yes | Both | 3 | 600 | 800 | 150 | 350 | 2025-01-01
208447741 | KENMORE | DLCERBH24AAK | DLFEHBH24XAK | 9.5 | 18.5 | 8.6 | No | N/A | 2 | 500 | 700 | 100 | 300 | 2025-01-01
208101293 | KENMORE | DLCLRCH58AAK | DLFLDAH58XAK | 10.3 | 17 | 8.4 | No | N/A | 1 | 400 | 600 | 100 | 300 | 2025-01-01
208101294 | KENMORE | DLCLRCH58AAK | DLFLFAH58XAK | 9.8 | 19.8 | 9 | No | N/A | 3 | 600 | 800 | 150 | 350 | 2025-01-01
208102128 | KENMORE | DLCSRBH30AAK11 | DLFSHBH30XAK | 12.2 | 21 | 8.7 | Yes | No | 2 | 500 | 700 | 100 | 300 | 2025-01-01
207826649 | KENMORE | DLCPRBH18AAK | DLFPHBH18XAK | 15.3 | 26.3 | 15.5 | Yes | Both | 4 | 700 | 900 | 150 | 350 | 2025-01-01
207801573 | KENMORE | DLCSRBH18AAK | DLFSDAH24XAK | 12.1 | 18 | 10.5 | Yes | Both | 4 | 700 | 900 | 150 | 350 | 2025-01-01
207683356 | KENMORE | DLCLRCH36AAK | DLFLCBH36XAK | 9.4 | 19.2 | 8.8 | No | N/A | 2 | 500 | 700 | 100 | 300 | 2025-01-01
207683357 | KENMORE | DLCLRCH36AAK | DLFLDAH36XAK | 8.8 | 15.8 | 8.8 | No | N/A | 2 | 500 | 700 | 100 | 300 | 2025-01-01
207683358 | KENMORE | DLCLRCH36AAK | DLFLFAH36XAK | 8.5 | 19 | 9 | No | N/A | 3 | 600 | 800 | 150 | 350 | 2025-01-01
207683359 | KENMORE | DLCLRCH48AAK | DLFLCBH48XAK | 9.5 | 18.5 | 9.8 | No | N/A | 3 | 600 | 800 | 150 | 350 | 2025-01-01
207683361 | KENMORE | DLCLRCH48AAK | DLFLFAH48XAK | 9.3 | 18.9 | 10 | Yes | Yes | 4 | 700 | 900 | 150 | 350 | 2025-01-01
207683362 | KENMORE | DLCSRBH24AAK | DLFSCBH24XAK | 11 | 20.5 | 11.5 | Yes | Both | 4 | 700 | 900 | 150 | 350 | 2025-01-01
207614969 | KENMORE | DLCPRBH09AAK | DLFPHBH09XAK | 16 | 27 | 17.5 | Yes | Both | 4 | 700 | 900 | 150 | 350 | 2025-01-01
207614970 | KENMORE | DLCPRBH12AAK | DLFPHBH12XAK | 14 | 25.3 | 11.7 | Yes | Both | 4 | 700 | 900 | 150 | 350 | 2025-01-01
207188920 | KENMORE | DLCSRBH06AAK | DLFSHBH06XAK | 15 | 23.5 | 12 | Yes | Both | 4 | 700 | 900 | 150 | 350 | 2025-01-01
207188921 | KENMORE | DLCSRBH30AAK | DLFSHBH30XAK | 12.2 | 21 | 8.2 | Yes | No | 1 | 400 | 600 | 100 | 300 | 2025-01-01
206350437 | KENMORE | DLCSRBH09AAK | DLFSCAH09XAK | 13 | 20.5 | 10.3 | Yes | Both | 4 | 700 | 900 | 150 | 350 | 2025-01-01
206350438 | KENMORE | DLCSRBH09AAK | DLFSDAH09XAK | 13.2 | 20.2 | 12 | Yes | Both | 4 | 700 | 900 | 150 | 350 | 2025-01-01
206350439 | KENMORE | DLCSRBH12AAK | DLFSCAH12XAK | 12.7 | 22.3 | 10.2 | Yes | Both | 4 | 700 | 900 | 150 | 350 | 2025-01-01
206350440 | KENMORE | DLCSRBH12AAK | DLFSDAH12XAK | 11.7 | 19.5 | 10 | Yes | Both | 4 | 700 | 900 | 150 | 350 | 2025-01-01
206350441 | KENMORE | DLCSRBH12AAK | DLFSFAH12XAK | 13 | 23.6 | 10 | Yes | Both | 4 | 700 | 900 | 150 | 350 | 2025-01-01
206350442 | KENMORE | DLCSRBH18AAK | DLFSCAH18XAK | 12.5 | 20 | 9.5 | Yes | Both | 3 | 600 | 800 | 150 | 350 | 2025-01-01
206350443 | KENMORE | DLCSRBH18AAK | DLFSDAH18XAK | 11.7 | 18 | 9.5 | Yes | Both | 3 | 600 | 800 | 150 | 350 | 2025-01-01
206350444 | KENMORE | DLCSRBH18AAK | DLFSFAH18XAK | 12.5 | 20.5 | 9.8 | Yes | Both | 3 | 600 | 800 | 150 | 350 | 2025-01-01
206350446 | KENMORE | DLCSRBH24AAK | DLFSDAH24XAK | 12 | 19.2 | 10.5 | Yes | Both | 4 | 700 | 900 | 150 | 350 | 2025-01-01
206350447 | KENMORE | DLCSRBH24AAK | DLFSFAH24XAK | 11.7 | 20.5 | 11 | Yes | Both | 4 | 700 | 900 | 150 | 350 | 2025-01-01
206361893 | KENMORE | DLCSRBH12AAJ | DLFSHBH12XAJ | 12.5 | 22.7 | 10.4 | Yes | No | 4 | 700 | 900 | 150 | 350 | 2025-01-01
206361894 | KENMORE | DLCSRBH09AAK | DLFSHBH09XAK | 15.8 | 26.4 | 11.6 | Yes | Both | 4 | 700 | 900 | 150 | 350 | 2025-01-01
206361895 | KENMORE | DLCSRBH12AAK | DLFSHBH12XAK | 13 | 23.1 | 10.5 | Yes | Both | 4 | 700 | 900 | 150 | 350 | 2025-01-01
206361896 | KENMORE | DLCSRBH18AAK | DLFSHBH18XAK | 13 | 22 | 10.6 | Yes | Both | 4 | 700 | 900 | 150 | 350 | 2025-01-01
206361897 | KENMORE | DLCSRBH24AAK | DLFSHBH24XAK | 12.5 | 22.3 | 10.3 | Yes | Both | 4 | 700 | 900 | 150 | 350 | 2025-01-01
206188317 | KENMORE | DLCLRBH36AAK | DLFLFAH36XAK | 8 | 17 | 8.8 | No | N/A | 2 | 500 | 700 | 100 | 300 | 2025-01-01
206188318 | KENMORE | DLCLRBH36AAK | DLFLCAH36XAK | 9 | 17.6 | 9.2 | No | N/A | 3 | 600 | 800 | 150 | 350 | 2025-01-01
206188319 | KENMORE | DLCLRBH36AAK | DLFLDAH36XAK | 8.8 | 15.8 | 8.8 | No | N/A | 2 | 500 | 700 | 100 | 300 | 2025-01-01
206188320 | KENMORE | DLCLRBH48AAK | DLFLFAH48XAK | 9 | 18 | 9 | No | N/A | 3 | 600 | 800 | 150 | 350 | 2025-01-01
206188321 | KENMORE | DLCLRBH48AAK | DLFLCAH48XAK | 9.5 | 17 | 8.8 | No | N/A | 2 | 500 | 700 | 100 | 300 | 2025-01-01
205968003 | KENMORE | DLCVRAH09AAJ | DLFVHAH09XAJ | 10.1 | 17 | 9 | No | N/A | 3 | 600 | 800 | 150 | 350 | 2025-01-01
205968004 | KENMORE | DLCVRAH12AAJ | DLFVHAH12XAJ | 8.8 | 17.4 | 8.7 | No | N/A | 2 | 500 | 700 | 100 | 300 | 2025-01-01
205968005 | KENMORE | DLCVRAH09AAK | DLFVHAH09XAK | 10.5 | 18.5 | 8.8 | Yes | Yes | 2 | 500 | 700 | 100 | 300 | 2025-01-01
205968006 | KENMORE | DLCVRAH12AAK | DLFVHAH12XAK | 8.8 | 17.6 | 8.8 | No | N/A | 2 | 500 | 700 | 100 | 300 | 2025-01-01
205968007 | KENMORE | DLCVRAH18AAK | DLFVHAH18XAK | 9.9 | 18.3 | 8.7 | No | N/A | 2 | 500 | 700 | 100 | 300 | 2025-01-01
202463652 | KENMORE | DLCPRAH18AAK | DLFPHAH18XAK | 14.5 | 26.2 | 12 | Yes | Both | 4 | 700 | 900 | 150 | 350 | 2025-01-01
202463653 | KENMORE | DLCPRAH24AAK | DLFPHAH24XAK | 13.7 | 23.5 | 10.5 | Yes | Both | 4 | 700 | 900 | 150 | 350 | 2025-01-01
201835749 | KENMORE | DLCPRAH09AAK | DLFPHAH09XAK | 15 | 26 | 12.5 | Yes | Both | 4 | 700 | 900 | 150 | 350 | 2025-01-01
201835751 | KENMORE | DLCPRAH12AAK | DLFPHAH12XAK | 13.5 | 24 | 9.5 | Yes | Both | 3 | 600 | 800 | 150 | 350 | 2025-01-01
201835783 | KENMORE | DLCLRAH58AAK | DLFLDAH58XAK | 9 | 15.4 | 8.4 | No | N/A | 1 | 400 | 600 | 100 | 300 | 2025-01-01
201835821 | KENMORE | DLCLRAH36AAK | DLFLFAH36XAK | 8 | 16 | 10 | No | N/A | 4 | 700 | 900 | 150 | 350 | 2025-01-01
201835823 | KENMORE | DLCLRAH36AAK | DLFLCAH36XAK | 9 | 17.5 | 9.3 | No | N/A | 3 | 600 | 800 | 150 | 350 | 2025-01-01
201835827 | KENMORE | DLCLRAH48AAK | DLFLFAH48XAK | 9.3 | 17.8 | 9 | No | N/A | 3 | 600 | 800 | 150 | 350 | 2025-01-01
201835829 | KENMORE | DLCLRAH48AAK | DLFLCAH48XAK | 9.5 | 16.8 | 9 | No | N/A | 3 | 600 | 800 | 150 | 350 | 2025-01-01
201835831 | KENMORE | DLCLRAH58AAK | DLFLFAH58XAK | 9.8 | 18 | 9.4 | No | N/A | 3 | 600 | 800 | 150 | 350 | 2025-01-01
215413281 | KENMORE | D5CPRAH06AAK | D5FPHAH06XAK | 16.5 | 33.1 | 29 | Yes | Both | 4 | 700 | 900 | 150 | 350 | 2025-01-01
215413282 | KENMORE | D5CPRAH09AAK | D5FPHAH09XAK | 16 | 31.5 | 21 | Yes | Both | 4 | 700 | 900 | 150 | 350 | 2025-01-01
215413283 | KENMORE | D5CPRAH12AAK | D5FPHAH12XAK | 13.5 | 28 | 13.5 | Yes | Both | 4 | 700 | 900 | 150 | 350 | 2025-01-01
215413284 | KENMORE | D5CPRAH18AA | D5FPHAH18XAK | 14 | 24.5 | 15.2 | Yes | Both | 4 | 700 | 900 | 150 | 350 | 2025-01-01
215413285 | KENMORE | D5CSRAH30AAK | D5FSHAH30XAK | 12 | 20.5 | 9.5 | Yes | No | 3 | 600 | 800 | 150 | 350 | 2025-01-01
215413286 | KENMORE | D5CSRAH36AAK | D5FSHAH36XAK | 8.7 | 19 | 8.5 | No | N/A | 2 | 500 | 700 | 100 | 300 | 2025-01-01
215413287 | KENMORE | D5CERAH09AAJ | D5FEHAH09XCJ | 12.5 | 21.5 | 9.1 | Yes | Both | 3 | 600 | 800 | 150 | 350 | 2025-01-01
215413288 | KENMORE | D5CERAH12AAJ | D5FEHAH12XCJ | 10 | 21.4 | 8.7 | No | N/A | 2 | 500 | 700 | 100 | 300 | 2025-01-01
215413289 | KENMORE | D5CERAH09AAK | D5FEHAH09XCK | 12.6 | 21.7 | 9.4 | Yes | Both | 3 | 600 | 800 | 150 | 350 | 2025-01-01
215413290 | KENMORE | D5CERAH12AAK | D5FEHAH12XCK | 10.8 | 21.4 | 9.2 | No | N/A | 3 | 600 | 800 | 150 | 350 | 2025-01-01
215413291 | KENMORE | D5CERAH18AAK | D5FEHAH18XCK | 11.5 | 20.3 | 9.1 | No | N/A | 3 | 600 | 800 | 150 | 350 | 2025-01-01
215413292 | KENMORE | D5CERAH24AAK | D5FEHAH24XCK | 9.5 | 18.5 | 9 | No | N/A | 3 | 600 | 800 | 150 | 350 | 2025-01-01
215413293 | KENMORE | D5CERAH30AAK | D5FEHAH30XCK | 12 | 22.4 | 9 | Yes | No | 3 | 600 | 800 | 150 | 350 | 2025-01-01
215413294 | KENMORE | D5CERAH36AAK | D5FEHAH36XCK | 9.4 | 19.5 | 9.1 | No | N/A | 3 | 600 | 800 | 150 | 350 | 2025-01-01
215333797 | KENMORE | D5CVRAH09AAJ | D5FVHAH09XCJ | 10.1 | 18 | 9 | No | N/A | 3 | 600 | 800 | 150 | 350 | 2025-01-01
215333798 | KENMORE | D5CVRAH12AAJ | D5FVHAH12XCJ | 8.8 | 19 | 9.2 | No | N/A | 3 | 600 | 800 | 150 | 350 | 2025-01-01
215333799 | KENMORE | D5CVRAH09AAK | D5FVHAH09XCK | 10.9 | 19 | 9.7 | Yes | Yes | 3 | 600 | 800 | 150 | 350 | 2025-01-01
215333800 | KENMORE | D5CVRAH12AAK | D5FVHAH12XCK | 8.8 | 18 | 8.8 | No | N/A | 2 | 500 | 700 | 100 | 300 | 2025-01-01
215333801 | KENMORE | D5CVRAH18AAK | D5FVHAH18XCK | 9.9 | 18.3 | 8.7 | No | N/A | 2 | 500 | 700 | 100 | 300 | 2025-01-01
215333802 | KENMORE | D5CVRAH24AAK | D5FVHAH24XCK | 9 | 17 | 8.5 | Yes | Yes | 2 | 500 | 700 | 100 | 300 | 2025-01-01
215324470 | KENMORE | D5CSHAH09AAK | D5FSHAH09XAK | 15.5 | 27.5 | 12.5 | Yes | Both | 4 | 700 | 900 | 150 | 350 | 2025-01-01
215324471 | KENMORE | D5CSHAH09AAK | D5FSOAH12XAK | 14.7 | 24 | 12.2 | Yes | Both | 4 | 700 | 900 | 150 | 350 | 2025-01-01
215324472 | KENMORE | D5CSHAH09AAK | D5FSCAH12XAK | 14 | 22.7 | 12.2 | Yes | Both | 4 | 700 | 900 | 150 | 350 | 2025-01-01
215324473 | KENMORE | D5CSHAH09AAK | D5FSFAH09XAK | 15.2 | 27.3 | 10.9 | Yes | Both | 4 | 700 | 900 | 150 | 350 | 2025-01-01
215324474 | KENMORE | D5CSHAH09AAK | D5FSDAH12XAK | 13.5 | 21.5 | 12.5 | Yes | Both | 4 | 700 | 900 | 150 | 350 | 2025-01-01
215324475 | KENMORE | D5CSHAH09AAK | D5FSDAH12XHK | 14 | 20.6 | 13.8 | Yes | Both | 4 | 700 | 900 | 150 | 350 | 2025-01-01
215324476 | KENMORE | D5CSHAH12AAK | D5FSHAH12XAK | 13.5 | 25.5 | 10.5 | Yes | Both | 4 | 700 | 900 | 150 | 350 | 2025-01-01
215324477 | KENMORE | D5CSHAH12AAK | D5FSOAH12XAK | 13 | 23 | 10.2 | Yes | Both | 4 | 700 | 900 | 150 | 350 | 2025-01-01
215324478 | KENMORE | D5CSHAH12AAK | D5FSCAH12XAK | 12.7 | 22.3 | 11.6 | Yes | Both | 4 | 700 | 900 | 150 | 350 | 2025-01-01
215324479 | KENMORE | D5CSHAH12AAK | D5FSFAH12XAK | 12.7 | 25 | 10.6 | Yes | Both | 4 | 700 | 900 | 150 | 350 | 2025-01-01
215324480 | KENMORE | D5CSHAH12AAK | D5FSDAH12XAK | 12 | 20 | 10.2 | Yes | Both | 4 | 700 | 900 | 150 | 350 | 2025-01-01
215324481 | KENMORE | D5CSHAH12AAK | D5FSDAH12XHK | 12 | 20.2 | 10.6 | Yes | Both | 4 | 700 | 900 | 150 | 350 | 2025-01-01
215324482 | KENMORE | D5CSHAH18AAK | D5FSHAH18XAK | 12.5 | 21.5 | 11 | Yes | Both | 4 | 700 | 900 | 150 | 350 | 2025-01-01
215324483 | KENMORE | D5CSHAH18AAK | D5FSOAH18XAK | 12.5 | 20.7 | 12.2 | Yes | Both | 4 | 700 | 900 | 150 | 350 | 2025-01-01
215324484 | KENMORE | D5CSHAH18AAK | D5FSCAH18XAK | 12.5 | 20 | 12.4 | Yes | Both | 4 | 700 | 900 | 150 | 350 | 2025-01-01
215324485 | KENMORE | D5CSHAH18AAK | D5FSFAH16XAK | 12.5 | 20.2 | 10.3 | Yes | Both | 4 | 700 | 900 | 150 | 350 | 2025-01-01
215324486 | KENMORE | D5CSHAH18AAK | D5FCFAH18XAK | 12.6 | 20.5 | 10.3 | Yes | Both | 4 | 700 | 900 | 150 | 350 | 2025-01-01
215324487 | KENMORE | D5CSHAH18AAK | D5FSDAH18XAK | 12 | 18 | 10.8 | Yes | Both | 4 | 700 | 900 | 150 | 350 | 2025-01-01
215324488 | KENMORE | D5CSHAH18AAK | D5FSDAH18XHK | 12.1 | 18.5 | 11.1 | Yes | Both | 4 | 700 | 900 | 150 | 350 | 2025-01-01
215324489 | KENMORE | D5CSHAH24AAK | D5FSHAH24XAK | 13 | 21.2 | 13.5 | Yes | Both | 4 | 700 | 900 | 150 | 350 | 2025-01-01
215324490 | KENMORE | D5CSHAH24AAK | D5FSCAH24XAK | 12 | 20.8 | 11.6 | Yes | Both | 4 | 700 | 900 | 150 | 350 | 2025-01-01
215324491 | KENMORE | D5CSHAH24AAK | D5FCFAH24XAK | 12 | 20.5 | 12.1 | Yes | Both | 4 | 700 | 900 | 150 | 350 | 2025-01-01
215324492 | KENMORE | D5CSHAH24AAK | D5FSDAH24XHK | 12 | 19.2 | 11.7 | Yes | Both | 4 | 700 | 900 | 150 | 350 | 2025-01-01
215324493 | KENMORE | D5CSHAH33AAK | D5FSHAH33XAK | 12 | 19.6 | 10.5 | Yes | Both | 4 | 700 | 900 | 150 | 350 | 2025-01-01
215324494 | KENMORE | D5CSRAH12AAJ | D5FSHAH12XAJ | 13 | 23.5 | 9.5 | Yes | No | 3 | 600 | 800 | 150 | 350 | 2025-01-01
215324495 | KENMORE | D5CSRAH09AAK | D5FSHAH09XAK | 14.9 | 26 | 12.5 | Yes | Both | 4 | 700 | 900 | 150 | 350 | 2025-01-01
215324496 | KENMORE | D5CSRAH09AAK | D5FSOAH12XAK | 14.4 | 22.2 | 11.8 | Yes | Both | 4 | 700 | 900 | 150 | 350 | 2025-01-01
215324497 | KENMORE | D5CSRAH09AAK | D5FSCAH12XAK | 14.3 | 21.7 | 11.3 | Yes | Both | 4 | 700 | 900 | 150 | 350 | 2025-01-01
215324502 | KENMORE | D5CSRAH12AAK | D5FSOAH12XAK | 12.3 | 22.2 | 10.1 | Yes | Both | 4 | 700 | 900 | 150 | 350 | 2025-01-01
215324503 | KENMORE | D5CSRAH12AAK | D5FSCAH12XAK | 12.5 | 21.2 | 10.4 | Yes | Both | 4 | 700 | 900 | 150 | 350 | 2025-01-01
215324504 | KENMORE | D5CSRAH12AAK | D5FSFAH12XAK | 12.7 | 24.7 | 11 | Yes | Both | 4 | 700 | 900 | 150 | 350 | 2025-01-01
215324505 | KENMORE | D5CSRAH12AAK | D5FSDAH12XAK | 11.7 | 19 | 10.3 | Yes | Both | 4 | 700 | 900 | 150 | 350 | 2025-01-01
215324506 | KENMORE | D5CSRAH12AAK | D5FSDAH12XHK | 12 | 19.5 | 10.5 | Yes | Both | 4 | 700 | 900 | 150 | 350 | 2025-01-01
215324507 | KENMORE | D5CSRAH18AAK | D5FSHAH18XAK | 12.8 | 23.5 | 10.8 | Yes | Both | 4 | 700 | 900 | 150 | 350 | 2025-01-01
215324508 | KENMORE | D5CSRAH18AAK | D5FSOAH18XAK | 12.5 | 22.3 | 12.2 | Yes | Both | 4 | 700 | 900 | 150 | 350 | 2025-01-01
215324509 | KENMORE | D5CSRAH18AAK | D5FSCAH18XAK | 12.5 | 20.8 | 11.4 | Yes | Both | 4 | 700 | 900 | 150 | 350 | 2025-01-01
215324510 | KENMORE | D5CSRAH18AAK | D5FSFAH16XAK | 12.5 | 23.9 | 13.5 | Yes | Both | 4 | 700 | 900 | 150 | 350 | 2025-01-01
215324511 | KENMORE | D5CSRAH18AAK | D5FCFAH18XAK | 12.5 | 22.4 | 10.4 | Yes | Both | 4 | 700 | 900 | 150 | 350 | 2025-01-01
215324512 | KENMORE | D5CSRAH18AAK | D5FSDAH18XAK | 12.5 | 20 | 10.6 | Yes | Both | 4 | 700 | 900 | 150 | 350 | 2025-01-01
215324513 | KENMORE | D5CSRAH18AAK | D5FSDAH18XHK | 13.3 | 20 | 11.4 | Yes | Both | 4 | 700 | 900 | 150 | 350 | 2025-01-01
215324514 | KENMORE | D5CSRAH24AAK | D5FPHAH18XAK | 14 | 23.1 | 11.7 | Yes | Both | 4 | 700 | 900 | 150 | 350 | 2025-01-01
215324515 | KENMORE | D5CSRAH24AAK | D5FSCAH24XAK | 12 | 22.1 | 10.5 | Yes | Both | 4 | 700 | 900 | 150 | 350 | 2025-01-01
215324516 | KENMORE | D5CSRAH24AAK | D5FCFAH24XAK | 12.2 | 21.2 | 11.1 | Yes | Both | 4 | 700 | 900 | 150 | 350 | 2025-01-01
215324517 | KENMORE | D5CSRAH24AAK | D5FSDAH24XHK | 12.5 | 19 | 11 | Yes | Both | 4 | 700 | 900 | 150 | 350 | 2025-01-01
215324518 | KENMORE | D5CVRAH09AAJ | D5FVHAH09XAJ | 10.1 | 18 | 9 | No | N/A | 3 | 600 | 800 | 150 | 350 | 2025-01-01
215324519 | KENMORE | D5CVRAH12AAJ | D5FVHAH12XAJ | 8.8 | 19 | 9.2 | No | N/A | 3 | 600 | 800 | 150 | 350 | 2025-01-01
215324520 | KENMORE | D5CVRAH09AAK | D5FVHAH09XAK | 10.9 | 19 | 9.7 | Yes | Yes | 3 | 600 | 800 | 150 | 350 | 2025-01-01
215324521 | KENMORE | D5CVRAH12AAK | D5FVHAH12XAK | 8.8 | 18 | 8.8 | No | N/A | 2 | 500 | 700 | 100 | 300 | 2025-01-01
215324522 | KENMORE | D5CVRAH18AAK | D5FVHAH18XAK | 9.9 | 18.3 | 8.7 | No | N/A | 2 | 500 | 700 | 100 | 300 | 2025-01-01
215324523 | KENMORE | D5CVRAH24AAK | D5FVHAH24XAK | 9 | 17 | 8.5 | Yes | Yes | 2 | 500 | 700 | 100 | 300 | 2025-01-01
215324524 | KENMORE | D5CLHAH36AAK | D5FLCAH36XAK | 12 | 21.3 | 10.6 | Yes | Both | 4 | 700 | 900 | 150 | 350 | 2025-01-01
215324525 | KENMORE | D5CLHAH36AAK | D5FCFAH36XAK | 12 | 20.2 | 10.8 | Yes | Both | 4 | 700 | 900 | 150 | 350 | 2025-01-01
215324526 | KENMORE | D5CLHAH36AAK | D5FLDAH36XHK | 12 | 17.8 | 11.1 | Yes | Both | 4 | 700 | 900 | 150 | 350 | 2025-01-01
215324527 | KENMORE | D5CLHAH48AAK | D5FLCAH48XAK | 10 | 18.2 | 11 | Yes | Yes | 4 | 700 | 900 | 150 | 350 | 2025-01-01
215324528 | KENMORE | D5CLHAH48AAK | D5FCFAH48XAK | 9.4 | 18.7 | 10.1 | Yes | Yes | 4 | 700 | 900 | 150 | 350 | 2025-01-01
215324529 | KENMORE | D5CLHAH48AAK | D5FLDAH48XHK | 10.4 | 16.8 | 10.8 | Yes | Yes | 4 | 700 | 900 | 150 | 350 | 2025-01-01
215324534 | KENMORE | D5CLRAH36AAK | D5FLDAH36XHK | 10.2 | 18.8 | 10.2 | No | N/A | 4 | 700 | 900 | 150 | 350 | 2025-01-01
215324535 | KENMORE | D5CLRAH48AAK | D5FLCAH48XAK | 9.5 | 19.1 | 9.9 | Yes | Yes | 3 | 600 | 800 | 150 | 350 | 2025-01-01
215324536 | KENMORE | D5CLRAH48AAK | D5FCFAH48XAK | 9.5 | 19.9 | 10.2 | Yes | Yes | 4 | 700 | 900 | 150 | 350 | 2025-01-01
215324537 | KENMORE | D5CLRAH48AAK | D5FLDAH48XHK | 10 | 17.2 | 9.8 | Yes | Yes | 3 | 600 | 800 | 150 | 350 | 2025-01-01
215324538 | KENMORE | D5CLRAH58AAK | D5FCFAH58XAK | 9.6 | 19.5 | 9.5 | No | N/A | 3 | 600 | 800 | 150 | 350 | 2025-01-01
215324539 | KENMORE | D5CLRAH58AAK | D5FLDAH58XHK | 10 | 17 | 9.8 | No | N/A | 3 | 600 | 800 | 150 | 350 | 2025-01-01
213349761 | KENMORE | DLCVRAH09AAK | DLFVHAH09XBK | 8.8 | 17.6 | 8.8 | No | N/A | 2 | 500 | 700 | 100 | 300 | 2025-01-01
215324467 | KENMORE | D5CSHAH06AAK | D5FSHAH06XAK | 18 | 25.7 | 14.8 | Yes | Both | 4 | 700 | 900 | 150 | 350 | 2025-01-01
215324468 | KENMORE | D5CSHAH06AAK | D5FSOAH06XAK | 15.2 | 22 | 12 | Yes | Both | 4 | 700 | 900 | 150 | 350 | 2025-01-01
215324469 | KENMORE | D5CSHAH06AAK | D5FSDAH06XAK | 14.5 | 21.5 | 13.8 | Yes | Both | 4 | 700 | 900 | 150 | 350 | 2025-01-01
215324498 | KENMORE | D5CSRAH09AAK | D5FSFAH09XAK | 16.3 | 26 | 13.9 | Yes | Both | 4 | 700 | 900 | 150 | 350 | 2025-01-01
215324499 | KENMORE | D5CSRAH09AAK | D5FSDAH12XAK | 12.8 | 19.6 | 11 | Yes | Both | 4 | 700 | 900 | 150 | 350 | 2025-01-01
215324500 | KENMORE | D5CSRAH09AAK | D5FSDAH12XHK | 13 | 19.8 | 11.5 | Yes | Both | 4 | 700 | 900 | 150 | 350 | 2025-01-01
215324501 | KENMORE | D5CSRAH12AAK | D5FSHAH12XAK | 13.1 | 25.5 | 10.7 | Yes | Both | 4 | 700 | 900 | 150 | 350 | 2025-01-01
215324530 | KENMORE | D5CLHAH58AAK | D5FCFAH58XAK | 9 | 18.1 | 10.7 | Yes | Yes | 4 | 700 | 900 | 150 | 350 | 2025-01-01
215324531 | KENMORE | D5CLHAH58AAK | D5FLDAH58XHK | 10.2 | 15.9 | 10.4 | Yes | Yes | 2 | 500 | 700 | 100 | 300 | 2025-01-01
215324532 | KENMORE | D5CLRAH36AAK | D5FLCAH36XAK | 9.7 | 20 | 10.4 | Yes | Yes | 4 | 700 | 900 | 150 | 350 | 2025-01-01
215324533 | KENMORE | D5CLRAH36AAK | D5FCFAH36XAK | 10.2 | 20 | 10 | No | N/A | 4 | 700 | 900 | 150 | 350 | 2025-01-01
211132694 | KENMORE | DLCSRBH18AAK | DLFSDAH18XHK | 12.1 | 18 | 10.8 | Yes | Both | 4 | 700 | 900 | 150 | 350 | 2025-01-01
211132695 | KENMORE | DLCSRBH09AAK | DLFSDAH09XHK | 13.6 | 20.5 | 10 | Yes | Both | 4 | 700 | 900 | 150 | 350 | 2025-01-01
211132696 | KENMORE | DLCSRBH12AAK | DLFSDAH12XHK | 12 | 20 | 9.5 | Yes | Both | 3 | 600 | 800 | 150 | 350 | 2025-01-01
211132729 | KENMORE | DLCLRCH36AAK | DLFLDAH36XHK | 9.2 | 16 | 10.2 | No | N/A | 4 | 700 | 900 | 150 | 350 | 2025-01-01
211132730 | KENMORE | DLCLRCH58AAK | DLFLDAH58XHK | 10.3 | 17 | 8.4 | No | N/A | 1 | 400 | 600 | 100 | 300 | 2025-01-01
211132731 | KENMORE | DLCLRCH48AAK | DLFLDAH48XHK | 8.8 | 15.2 | 9.7 | Yes | Yes | 2 | 500 | 700 | 100 | 300 | 2025-01-01
211132732 | KENMORE | DLCSRBH24AAK | DLFSDAH24XHK | 12 | 19.2 | 11.1 | Yes | Both | 4 | 700 | 900 | 150 | 350 | 2025-01-01
213214857 | KENMORE | DLCPRBH09AAK | DLFPHAH09XAK | 14.4 | 25.5 | 15 | Yes | Both | 4 | 700 | 900 | 150 | 350 | 2025-01-01
213214858 | KENMORE | DLCPRBH12AAK | DLFPHAH12XAK | 12.5 | 24 | 10.5 | Yes | Both | 4 | 700 | 900 | 150 | 350 | 2025-01-01
213214859 | KENMORE | DLCPRBH18AAK | DLFPHAH18XAK | 13.5 | 23.5 | 13.5 | Yes | Both | 4 | 700 | 900 | 150 | 350 | 2025-01-01
210857445 | KENMORE | DLCSRBH09AAK | DLFSOAH09XAK | 13 | 24 | 12.4 | Yes | Both | 4 | 700 | 900 | 150 | 350 | 2025-01-01
210857446 | KENMORE | DLCSRBH06AAK | DLFSOAH09XAK | 14.5 | 22 | 10.8 | Yes | Both | 4 | 700 | 900 | 150 | 350 | 2025-01-01
210857447 | KENMORE | DLCSRBH18AAK | DLFSOAH18XAK | 12.5 | 19.8 | 11.2 | Yes | Both | 4 | 700 | 900 | 150 | 350 | 2025-01-01
210857448 | KENMORE | DLCSRBH12AAK | DLFSOAH18XAK | 13 | 23 | 10 | Yes | Both | 4 | 700 | 900 | 150 | 350 | 2025-01-01
209948196 | KENMORE | DLCSRBH12AAK | DLFSFBH12XAK | 13.3 | 24.2 | 10.7 | Yes | Both | 4 | 700 | 900 | 150 | 350 | 2025-01-01
214377777 | Kepler | ODUM2OI-18HFN1-M |  | 12 | 19 | 9.3 | Yes | Both | 3 | 600 | 800 | 150 | 350 | 2025-01-01
214377780 | Kepler | ODUM3OK-27HFN1-M |  | 11.8 | 19 | 10 | Yes | Both | 4 | 700 | 900 | 150 | 350 | 2025-01-01
214377786 | Kepler | ODUM4OX630-36HFN1-M1X |  | 12 | 19.4 | 10 | Yes | Both | 4 | 700 | 900 | 150 | 350 | 2025-01-01
214377789 | Kepler | ODUM5OG-48HFN1-M-[X] |  | 11.7 | 20.9 | 9 | Yes | Both | 3 | 600 | 800 | 150 | 350 | 2025-01-01
214377792 | Kepler | ODUM5OA-55HFN1-M-[X] |  | 10.5 | 18.8 | 9.3 | Yes | Yes | 3 | 600 | 800 | 150 | 350 | 2025-01-01
216051352 | Kepler | ODUM3OK-27HFN1-M* |  | 11.7 | 20 | 9.5 | Yes | Both | 3 | 600 | 800 | 150 | 350 | 2025-01-01
214377783 | Kepler | ODUM4OI-36HFN1-M |  | 11.7 | 19 | 10 | Yes | No | 4 | 700 | 900 | 150 | 350 | 2025-01-01
214377782 | Kepler | ODUM4OI-36HFN1-M |  | 13.6 | 22.2 | 10.3 | Yes | Both | 4 | 700 | 900 | 150 | 350 | 2025-01-01
216051351 | Kepler | ODUM3OK-27HFN1-M* |  | 12.5 | 23 | 10.6 | Yes | Both | 4 | 700 | 900 | 150 | 350 | 2025-01-01
214377785 | Kepler | ODUM4OX630-36HFN1-M1X |  | 12.5 | 22.4 | 10.9 | Yes | Both | 4 | 700 | 900 | 150 | 350 | 2025-01-01
214377788 | Kepler | ODUM5OG-48HFN1-M-[X] |  | 11.7 | 21.8 | 9.8 | Yes | Both | 3 | 600 | 800 | 150 | 350 | 2025-01-01
214377776 | Kepler | ODUM2OI-18HFN1-M |  | 12.5 | 22 | 9.8 | Yes | Both | 3 | 600 | 800 | 150 | 350 | 2025-01-01
214377779 | Kepler | ODUM3OK-27HFN1-M |  | 12.2 | 21.8 | 10 | Yes | Both | 4 | 700 | 900 | 150 | 350 | 2025-01-01
214377791 | Kepler | ODUM5OA-55HFN1-M-[X] |  | 10.5 | 22 | 9.5 | Yes | Yes | 3 | 600 | 800 | 150 | 350 | 2025-01-01
214377778 | Kepler | ODUM2OI-18HFN1-M |  | 12.25 | 20.5 | 9.55 | Yes | Both | 3 | 600 | 800 | 150 | 350 | 2025-01-01
214377787 | Kepler | ODUM4OX630-36HFN1-M1X |  | 12.25 | 20.9 | 10.45 | Yes | Both | 4 | 700 | 900 | 150 | 350 | 2025-01-01
214377781 | Kepler | ODUM3OK-27HFN1-M |  | 12 | 20.4 | 10 | Yes | Both | 4 | 700 | 900 | 150 | 350 | 2025-01-01
214377784 | Kepler | ODUM4OI-36HFN1-M |  | 12.65 | 20.6 | 10.15 | Yes | Both | 4 | 700 | 900 | 150 | 350 | 2025-01-01
214377790 | Kepler | ODUM5OG-48HFN1-M-[X] |  | 11.7 | 21.35 | 9.4 | Yes | Both | 3 | 600 | 800 | 150 | 350 | 2025-01-01
214377793 | Kepler | ODUM5OA-55HFN1-M-[X] |  | 10.5 | 20.4 | 9.4 | Yes | Yes | 3 | 600 | 800 | 150 | 350 | 2025-01-01
216051353 | Kepler | ODUM3OK-27HFN1-M* |  | 12.1 | 21.5 | 10.05 | Yes | Both | 4 | 700 | 900 | 150 | 350 | 2025-01-01
214610370 | Kepler | ODUMOX430-18HFN1-MU0W | IDUCCA3U-18HRFN1-M(C) | 12.5 | 20.5 | 10.5 | Yes | No | 4 | 700 | 900 | 150 | 350 | 2025-01-01
214610371 | Kepler | ODUMOD33-24HFN1-MT0W | IDUMCD1-24HRFN1-MT0W(GA) | 12.5 | 21.5 | 9.7 | Yes | Both | 3 | 600 | 800 | 150 | 350 | 2025-01-01
214610372 | Kepler | ODUMOX230-12HFN1-MV5W | IDUMFA2U-12HRFN1-MW5W | 13 | 25 | 11 | Yes | Both | 4 | 700 | 900 | 150 | 350 | 2025-01-01
214377773 | Kepler | ODUMOX430-17HFN1MT0W | IDUCCA3U-18HRFN1-M(C) | 12.5 | 20 | 9.5 | Yes | Both | 3 | 600 | 800 | 150 | 350 | 2025-01-01
214377774 | Kepler | ODUMOD30-24HFN1MU0W | IDUMCD1-24HRFN1-MT0W(GA) | 11 | 20.5 | 11.5 | Yes | Both | 4 | 700 | 900 | 150 | 350 | 2025-01-01
214377775 | Kepler | ODUMOX330-12HFN1MW5W | IDUMFA2U-12HRFN1-MW5W | 13.3 | 24.2 | 10.7 | Yes | Both | 4 | 700 | 900 | 150 | 350 | 2025-01-01
214377759 | Kepler | ODUMOX230-09HFN1-BS5W | IDUMSABA-09HRFN1-BT5W | 12.5 | 21.5 | 9 | Yes | No | 3 | 600 | 800 | 150 | 350 | 2025-01-01
214377760 | Kepler | ODUMOX230-12HFN1-BS8W | IDUMSABB-12HRFN1-BS9W | 10.3 | 20.8 | 8.7 | No | N/A | 2 | 500 | 700 | 100 | 300 | 2025-01-01
214377761 | Kepler | ODUMOX230-09HFN1-MT0W | IDUMSABA-09HRFN1-MU5W | 12.6 | 21.7 | 9.1 | Yes | No | 3 | 600 | 800 | 150 | 350 | 2025-01-01
214377762 | Kepler | ODUMOX230-12HFN1-MS8W | IDUMSABB-12HRFN1-MT5W | 10.8 | 21.4 | 9.1 | No | N/A | 3 | 600 | 800 | 150 | 350 | 2025-01-01
214377763 | Kepler | ODUMOX330-18HFN1-MS0W | IDUMSABD-18HRFN1-MS1W | 10.5 | 19 | 8.7 | No | N/A | 2 | 500 | 700 | 100 | 300 | 2025-01-01
214377764 | Kepler | ODUMOX430-24HFN1-MR0W | IDUMSABE-24HRFN1-MR0W | 9 | 18 | 8.6 | No | N/A | 2 | 500 | 700 | 100 | 300 | 2025-01-01
214377765 | Kepler | ODUMOD30-30HFN1-MS0W | IDUMSABF-30HRFN1-MR0W | 10.5 | 18.6 | 8.7 | No | N/A | 2 | 500 | 700 | 100 | 300 | 2025-01-01
214377766 | Kepler | ODUMOD31-36HFN1-MP0W | IDUMSABF-36HRFNX-MQ0W | 8.5 | 17.5 | 8.7 | No | N/A | 2 | 500 | 700 | 100 | 300 | 2025-01-01
214377767 | Kepler | ODUMOX330-09HFN1MY5W | IDUMTIU-09HWFN1-M | 13.2 | 20.2 | 12 | Yes | Both | 4 | 700 | 900 | 150 | 350 | 2025-01-01
214377768 | Kepler | ODUMOX330-12HFN1MW5W | IDUMTIU-12HWFN1-M | 11.7 | 19.5 | 10 | Yes | Both | 4 | 700 | 900 | 150 | 350 | 2025-01-01
214377769 | Kepler | ODUMOX430-17HFN1MT0W | IDUMTIU-18HWFN1-M | 11.7 | 18 | 9.5 | Yes | Both | 3 | 600 | 800 | 150 | 350 | 2025-01-01
214377770 | Kepler | ODUMOD30-24HFN1MU0W | IDUMTIU-24HWFN1-M | 12 | 19.2 | 10.5 | Yes | Both | 4 | 700 | 900 | 150 | 350 | 2025-01-01
214377771 | Kepler | ODUMOX330-09HFN1MY5W | IDUCCA3U-09HRFN1-M(C) | 13 | 20.5 | 10.3 | Yes | Both | 4 | 700 | 900 | 150 | 350 | 2025-01-01
214377772 | Kepler | ODUMOX330-12HFN1MW5W | IDUCCA3U-12HRFN1-M(C) | 12.7 | 22.3 | 10.2 | Yes | Both | 4 | 700 | 900 | 150 | 350 | 2025-01-01
214610353 | Kepler | ODUMOX230-12HFN1-MS8W | IDUMSAG11B-12HRFN1-MS0W | 10.8 | 21.4 | 9.2 | No | N/A | 3 | 600 | 800 | 150 | 350 | 2025-01-01
214610354 | Kepler | ODUMOX330-18HFN1-MS0W | IDUMSAG11C-18HRDN1-MS0W | 11 | 19.5 | 8.7 | No | N/A | 2 | 500 | 700 | 100 | 300 | 2025-01-01
214610355 | Kepler | ODUMOX430-24HFN1-MR0W | IDUMSAG11D-24HRFN1-MR0W | 9.5 | 18.5 | 8.6 | No | N/A | 2 | 500 | 700 | 100 | 300 | 2025-01-01
214610356 | Kepler | ODUMOD30-30HFN1-MS0W | IDUMSAGF-30HRFN1-MT0W | 12.2 | 21 | 8.2 | Yes | No | 1 | 400 | 600 | 100 | 300 | 2025-01-01
214610358 | Kepler | ODUMOX230-09HFN1-BW0W | IDUMSEPB-09HRFN1-BW0W | 14.5 | 25 | 9.9 | Yes | No | 3 | 600 | 800 | 150 | 350 | 2025-01-01
214610359 | Kepler | ODUMOX230-12HFN1-BW0W | IDUMSEPB-12HRFN1-BW0W | 13 | 23.5 | 10 | Yes | No | 4 | 700 | 900 | 150 | 350 | 2025-01-01
214610360 | Kepler | ODUMOX230-09HFN1-MW5W | IDUMSEPB-09HRFN1-MY5W(GA) | 15 | 25.5 | 12.3 | Yes | Both | 4 | 700 | 900 | 150 | 350 | 2025-01-01
214610361 | Kepler | ODUMOX230-12HFN1-MV5W | IDUMSEPB-12HRFN1-MW5W(GA) | 13.7 | 24.6 | 10.7 | Yes | No | 4 | 700 | 900 | 150 | 350 | 2025-01-01
214610362 | Kepler | ODUMOX430-18HFN1-MU0W | IDUMSEPC-18HRFN1-MU0W | 12.5 | 23.5 | 10.8 | Yes | No | 4 | 700 | 900 | 150 | 350 | 2025-01-01
214610363 | Kepler | ODUMOD33-24HFN1-MT0W | IDUMSEPD-24HRFN1-MU0W | 14 | 22 | 10 | Yes | No | 4 | 700 | 900 | 150 | 350 | 2025-01-01
214610364 | Kepler | ODUMOX230-09HFN1-MW5W | IDUMTIU-09HWFN1-M | 12.5 | 19.2 | 10.2 | Yes | Both | 4 | 700 | 900 | 150 | 350 | 2025-01-01
214610365 | Kepler | ODUMOX230-12HFN1-MV5W | IDUMTIU-12HWFN1-M | 11.7 | 19 | 10.3 | Yes | Both | 4 | 700 | 900 | 150 | 350 | 2025-01-01
214610366 | Kepler | ODUMOX430-18HFN1-MU0W | IDUMTIU-18HWFN1-M | 12.5 | 20 | 10.6 | Yes | No | 4 | 700 | 900 | 150 | 350 | 2025-01-01
214610367 | Kepler | ODUMOD33-24HFN1-MT0W | IDUMTIU-24HWFN1-M | 12.5 | 19 | 11.2 | Yes | Both | 4 | 700 | 900 | 150 | 350 | 2025-01-01
214610368 | Kepler | ODUMOX230-09HFN1-MW5W | IDUCCA3U-09HRFN1-M(C) | 13 | 20 | 10 | Yes | Both | 4 | 700 | 900 | 150 | 350 | 2025-01-01
214610369 | Kepler | ODUMOX230-12HFN1-MV5W | IDUCCA3U-12HRFN1-M(C) | 14 | 22.7 | 10 | Yes | No | 4 | 700 | 900 | 150 | 350 | 2025-01-01
214610350 | Kepler | ODUMOX230-09HFN1-BS5W | IDUMSAG11A-09HRFN1-BS5W | 12.5 | 21.5 | 9.1 | Yes | Both | 3 | 600 | 800 | 150 | 350 | 2025-01-01
214610351 | Kepler | ODUMOX230-12HFN1-BS8W | IDUMSAG11B-12HRFN1-BS0W | 10.3 | 20.8 | 8.7 | No | N/A | 2 | 500 | 700 | 100 | 300 | 2025-01-01
214610352 | Kepler | ODUMOX230-09HFN1-MT0W | IDUMSAG11A-09HRFN1-MT0W | 12.6 | 21.7 | 9.4 | Yes | Both | 3 | 600 | 800 | 150 | 350 | 2025-01-01
213608172 | Kepler | ODUMOX230-09HFN1MW5W | IDUMSEPB-06HRFN1MY5W | 15.8 | 26.5 | 13.6 | Yes | Both | 4 | 700 | 900 | 150 | 350 | 2025-01-01
213608173 | Kepler | ODUMOX330-09HFN1MY5W | IDUMSEPB-09HRFN1MY5W(GA) | 16.2 | 28.1 | 11.5 | Yes | Both | 4 | 700 | 900 | 150 | 350 | 2025-01-01
213608174 | Kepler | ODUMOX330-12HFN1MW5W | IDUMSEPB-12HRFN1MW5W(GA) | 14 | 25.5 | 10.4 | Yes | Both | 4 | 700 | 900 | 150 | 350 | 2025-01-01
213608175 | Kepler | ODUMOX430-17HFN1MT0W | IDUMSEPC-18HRFN1MU0W | 12.5 | 21.5 | 11.3 | Yes | Both | 4 | 700 | 900 | 150 | 350 | 2025-01-01
213608176 | Kepler | ODUMOD30-24HFN1MU0W | IDUMSEPD-24HRFN1MU0W | 13 | 21.5 | 11.4 | Yes | Both | 4 | 700 | 900 | 150 | 350 | 2025-01-01
213608177 | Kepler | ODUMOD30-33HFN1MSR0W | IDUMSEPD-33HRFN1MSR0W | 12 | 19.5 | 10 | Yes | Both | 4 | 700 | 900 | 150 | 350 | 2025-01-01
214232459 | KERR | A-KMH55PV-1 |  | 10.5 | 18.8 | 9.3 | Yes | Yes | 3 | 600 | 800 | 150 | 350 | 2025-01-01
216097140 | Kerr | A-KHP183A-1 |  | 13 | 20 | 10 | Yes | Both | 4 | 700 | 900 | 150 | 350 | 2025-01-01
216097143 | Kerr | A-KHP284A-1 |  | 12 | 19 | 9.5 | Yes | Both | 3 | 600 | 800 | 150 | 350 | 2025-01-01
216097154 | Kerr | A-KHP556A-1 |  | 11.7 | 20 | 10.7 | Yes | Both | 4 | 700 | 900 | 150 | 350 | 2025-01-01
216097146 | Kerr | A-KHP365A-1 |  | 12 | 19.4 | 10.4 | Yes | Both | 4 | 700 | 900 | 150 | 350 | 2025-01-01
216097150 | Kerr | A-KHP486A-1 |  | 11.7 | 20.4 | 11 | Yes | Both | 4 | 700 | 900 | 150 | 350 | 2025-01-01
201866484 | KERR | A-KMH36QU-1 |  | 11.7 | 19 | 9.5 | No | N/A | 3 | 600 | 800 | 150 | 350 | 2025-01-01
202195108 | KERR | A-KMH48PU-1 |  | 10.1 | 18.3 | 9.6 | No | N/A | 3 | 600 | 800 | 150 | 350 | 2025-01-01
207657598 | KERR | A-KMH18DV-1 |  | 12 | 19 | 9.3 | Yes | Both | 3 | 600 | 800 | 150 | 350 | 2025-01-01
207657602 | KERR | A-KMH28TV-1 |  | 11.7 | 20 | 9.5 | Yes | Both | 3 | 600 | 800 | 150 | 350 | 2025-01-01
207657605 | KERR | A-KMH36QV-1 |  | 11.7 | 19 | 10 | Yes | No | 4 | 700 | 900 | 150 | 350 | 2025-01-01
207657607 | KERR | A-KMH48PV-1 |  | 11.7 | 20.9 | 9 | Yes | Both | 3 | 600 | 800 | 150 | 350 | 2025-01-01
217169741 | Kerr | A-KMH36QV-1A |  | 12 | 19.4 | 10 | Yes | Both | 4 | 700 | 900 | 150 | 350 | 2025-01-01
217169740 | Kerr | A-KMH36QV-1A |  | 12.5 | 22.4 | 10.9 | Yes | Both | 4 | 700 | 900 | 150 | 350 | 2025-01-01
207657606 | KERR | A-KMH48PV-1 |  | 11.7 | 21.8 | 9.8 | Yes | Both | 3 | 600 | 800 | 150 | 350 | 2025-01-01
207657601 | KERR | A-KMH28TV-1 |  | 12.5 | 23 | 10.6 | Yes | Both | 4 | 700 | 900 | 150 | 350 | 2025-01-01
207657604 | KERR | A-KMH36QV-1 |  | 13.6 | 22.2 | 10.3 | Yes | Both | 4 | 700 | 900 | 150 | 350 | 2025-01-01
207657599 | KERR | A-KMH18DV-1 |  | 12.5 | 22 | 9.8 | Yes | Both | 3 | 600 | 800 | 150 | 350 | 2025-01-01
202195107 | KERR | A-KMH48PU-1 |  | 12.5 | 23.7 | 8.6 | Yes | No | 2 | 500 | 700 | 100 | 300 | 2025-01-01
201866479 | KERR | A-KMH18DU-1 |  | 12.5 | 21.5 | 9 | Yes | Both | 3 | 600 | 800 | 150 | 350 | 2025-01-01
201866480 | KERR | A-KMH28TU-1 |  | 12.5 | 22 | 9 | Yes | Both | 3 | 600 | 800 | 150 | 350 | 2025-01-01
201866481 | KERR | A-KMH36QU-1 |  | 13.5 | 21.5 | 9.5 | Yes | Both | 3 | 600 | 800 | 150 | 350 | 2025-01-01
9959456 | KERR | A-KFH18DB-1 |  | 12.5 | 21 | 9 | No | N/A | 3 | 600 | 800 | 150 | 350 | 2025-01-01
9959458 | KERR | A-KFH24TB-1 |  | 11.8 | 21 | 9 | No | N/A | 3 | 600 | 800 | 150 | 350 | 2025-01-01
9959460 | KERR | A-KFH30QB-1 |  | 11.8 | 20 | 8.6 | No | N/A | 2 | 500 | 700 | 100 | 300 | 2025-01-01
9959462 | KERR | A-KFH36QB-1 |  | 11.8 | 21 | 8.6 | No | N/A | 2 | 500 | 700 | 100 | 300 | 2025-01-01
9959464 | KERR | A-KFH42PB-1 |  | 10.4 | 21 | 8.6 | No | N/A | 2 | 500 | 700 | 100 | 300 | 2025-01-01
216097149 | Kerr | A-KHP486A-1 |  | 12 | 23 | 11 | Yes | Both | 4 | 700 | 900 | 150 | 350 | 2025-01-01
216097153 | Kerr | A-KHP556A-1 |  | 12 | 22.2 | 10.5 | Yes | Both | 4 | 700 | 900 | 150 | 350 | 2025-01-01
216097142 | Kerr | A-KHP284A-1 |  | 12.5 | 23 | 10.5 | Yes | Both | 4 | 700 | 900 | 150 | 350 | 2025-01-01
216097145 | Kerr | A-KHP365A-1 |  | 13 | 23 | 10.7 | Yes | Both | 4 | 700 | 900 | 150 | 350 | 2025-01-01
216097139 | Kerr | A-KHP183A-1 |  | 15 | 25 | 10.4 | Yes | Both | 4 | 700 | 900 | 150 | 350 | 2025-01-01
214232458 | KERR | A-KMH55PV-1 |  | 10.5 | 22 | 9.5 | Yes | Yes | 3 | 600 | 800 | 150 | 350 | 2025-01-01
214232460 | KERR | A-KMH55PV-1 |  | 10.5 | 20.4 | 9.4 | Yes | Yes | 3 | 600 | 800 | 150 | 350 | 2025-01-01
216097144 | Kerr | A-KHP284A-1 |  | 12.25 | 21 | 10 | Yes | Both | 4 | 700 | 900 | 150 | 350 | 2025-01-01
216097141 | Kerr | A-KHP183A-1 |  | 14 | 22.5 | 10.2 | Yes | Both | 4 | 700 | 900 | 150 | 350 | 2025-01-01
216097148 | Kerr | A-KHP365A-1 |  | 12.5 | 21.2 | 10.55 | Yes | Both | 4 | 700 | 900 | 150 | 350 | 2025-01-01
216097152 | Kerr | A-KHP486A-1 |  | 11.85 | 21.7 | 11 | Yes | Both | 4 | 700 | 900 | 150 | 350 | 2025-01-01
216097155 | Kerr | A-KHP556A-1 |  | 11.85 | 21.1 | 10.6 | Yes | Both | 4 | 700 | 900 | 150 | 350 | 2025-01-01
202195109 | KERR | A-KMH48PU-1 |  | 11.3 | 21 | 9.1 | No | N/A | 3 | 600 | 800 | 150 | 350 | 2025-01-01
207657600 | KERR | A-KMH18DV-1 |  | 12.25 | 20.5 | 9.55 | Yes | Both | 3 | 600 | 800 | 150 | 350 | 2025-01-01
207657603 | KERR | A-KMH28TV-1 |  | 12.1 | 21.5 | 10.05 | Yes | Both | 4 | 700 | 900 | 150 | 350 | 2025-01-01
207657608 | KERR | A-KMH48PV-1 |  | 11.7 | 21.35 | 9.4 | Yes | Both | 3 | 600 | 800 | 150 | 350 | 2025-01-01
207657621 | KERR | A-KMH36QV-1 |  | 12.65 | 20.6 | 10.15 | Yes | Both | 4 | 700 | 900 | 150 | 350 | 2025-01-01
217169742 | Kerr | A-KMH36QV-1A |  | 12.25 | 20.9 | 10.45 | Yes | Both | 4 | 700 | 900 | 150 | 350 | 2025-01-01
208141193 | KERR | A-KMH09SV-1 | B-KMH09SU-1 | 15.6 | 25 | 11 | Yes | No | 4 | 700 | 900 | 150 | 350 | 2025-01-01
208141194 | KERR | A-KMH12SV-1 | B-KMH12SU-1 | 13.5 | 23.6 | 9.5 | Yes | Both | 3 | 600 | 800 | 150 | 350 | 2025-01-01
208141195 | KERR | A-KMH18SV-1 | B-KMH18SU-1 | 12.5 | 19.4 | 10 | Yes | No | 4 | 700 | 900 | 150 | 350 | 2025-01-01
208141196 | KERR | A-KMH24SV-1 | B-KMH24SU-1 | 11.7 | 18.9 | 10.4 | Yes | Both | 4 | 700 | 900 | 150 | 350 | 2025-01-01
208141199 | KERR | A-KMH12SU-1 | B-KMH12SV-1 | 11.7 | 20.3 | 8.5 | No | N/A | 2 | 500 | 700 | 100 | 300 | 2025-01-01
208141200 | KERR | A-KMH18SU-1 | B-KMH18SV-1 | 12.5 | 21.5 | 11.3 | Yes | Both | 4 | 700 | 900 | 150 | 350 | 2025-01-01
208141201 | KERR | A-KMH24SU-1 | B-KMH24SV-1 | 13 | 21.5 | 11.4 | Yes | Both | 4 | 700 | 900 | 150 | 350 | 2025-01-01
207657393 | KERR | A-KMH06SV-1 | B-KMH06SV-1 | 15.8 | 26.5 | 13.6 | Yes | Both | 4 | 700 | 900 | 150 | 350 | 2025-01-01
207657394 | KERR | A-KMH09SV-1 | B-KMH09SV-1 | 16.2 | 28.1 | 11.5 | Yes | Both | 4 | 700 | 900 | 150 | 350 | 2025-01-01
207657395 | KERR | A-KMH12SV-1 | B-KMH12SV-1 | 14 | 25.5 | 10.4 | Yes | Both | 4 | 700 | 900 | 150 | 350 | 2025-01-01
207657396 | KERR | A-KMH18SV-1 | B-KMH18SV-1 | 12.5 | 21.5 | 11.3 | Yes | Both | 4 | 700 | 900 | 150 | 350 | 2025-01-01
207657397 | KERR | A-KMH24SV-1 | B-KMH24SV-1 | 13 | 21.5 | 11.4 | Yes | Both | 4 | 700 | 900 | 150 | 350 | 2025-01-01
207657398 | KERR | A-KMH30SG-1 | B-KMH30SG-1 | 11.5 | 20 | 9.2 | No | N/A | 3 | 600 | 800 | 150 | 350 | 2025-01-01
207657400 | KERR | A-KMH24SV-1 | C-VMH24CV-1 | 11 | 20.5 | 11.5 | Yes | Both | 4 | 700 | 900 | 150 | 350 | 2025-01-01
206913037 | KERR | A-KMH18SU-1A | B-KMH18SU-1 | 12.5 | 19.4 | 10 | Yes | No | 4 | 700 | 900 | 150 | 350 | 2025-01-01
206913038 | KERR | A-KMH24SU-1A | B-KMH24SU-1 | 11.7 | 18.9 | 10.4 | Yes | Both | 4 | 700 | 900 | 150 | 350 | 2025-01-01
206913572 | KERR | A-KMH18SU-1 | B-KMH18SU-1A | 12.5 | 19.4 | 10 | Yes | No | 4 | 700 | 900 | 150 | 350 | 2025-01-01
206913573 | KERR | A-KMH24SU-1 | B-KMH24SU-1A | 11.7 | 18.9 | 10.4 | Yes | Both | 4 | 700 | 900 | 150 | 350 | 2025-01-01
206347315 | KERR | A-KMH09SU-1 | B-KMH09CU-1 | 13 | 20 | 9.4 | Yes | No | 3 | 600 | 800 | 150 | 350 | 2025-01-01
206347316 | KERR | A-KMH12SU-1 | B-KMH12CU-1 | 12.5 | 19.5 | 9.3 | Yes | No | 3 | 600 | 800 | 150 | 350 | 2025-01-01
206347317 | KERR | A-KMH18SU-1A | B-KMH18CU-1 | 12.5 | 20 | 9.5 | Yes | Both | 3 | 600 | 800 | 150 | 350 | 2025-01-01
206347319 | KERR | A-KMH12SU-1 | B-KMH12FU-1 | 12.5 | 19.4 | 9.4 | Yes | No | 3 | 600 | 800 | 150 | 350 | 2025-01-01
206347320 | KERR | A-KMH18SU-1A | B-KMH18DU-1 | 11.7 | 18 | 9.5 | Yes | Both | 3 | 600 | 800 | 150 | 350 | 2025-01-01
206347321 | KERR | A-KMH24SU-1A | B-KMH24DU-1 | 12 | 19.2 | 10.5 | Yes | Both | 4 | 700 | 900 | 150 | 350 | 2025-01-01
206347322 | KERR | A-KMH18SU-1A | B-KMH18UU-1 | 12.5 | 20.5 | 9.8 | Yes | Both | 3 | 600 | 800 | 150 | 350 | 2025-01-01
206347323 | KERR | A-KMH24SU-1A | B-KMH24UU-1 | 11.7 | 20.5 | 11 | Yes | Both | 4 | 700 | 900 | 150 | 350 | 2025-01-01
206221393 | KERR | A-KMH24SU-1A | B-KMH24SU-1A | 11.7 | 18.9 | 10.4 | Yes | Both | 4 | 700 | 900 | 150 | 350 | 2025-01-01
205747697 | KERR | A-KMH18SU-1A | B-KMH18SU-1A | 12.5 | 19.4 | 10 | Yes | No | 4 | 700 | 900 | 150 | 350 | 2025-01-01
202110997 | KERR | A-KMH09SU-1 | B-KMH09DU-1 | 12.1 | 18.5 | 11.5 | Yes | Both | 4 | 700 | 900 | 150 | 350 | 2025-01-01
202110998 | KERR | A-KMH12SU-1 | B-KMH12DU-1 | 11.7 | 19 | 10 | Yes | Both | 4 | 700 | 900 | 150 | 350 | 2025-01-01
202111000 | KERR | A-KMH24SU-1 | B-KMH24DU-1 | 11.7 | 19.2 | 10.5 | Yes | Both | 4 | 700 | 900 | 150 | 350 | 2025-01-01
201866485 | KERR | A-KMH18SU-1A | B-KMH18SU-1A | 12.5 | 19.4 | 8.9 | Yes | No | 2 | 500 | 700 | 100 | 300 | 2025-01-01
9710789 | KERR | A-KMH09SU-1 | B-KMH09SU-1 | 14.5 | 23.1 | 9.9 | Yes | No | 3 | 600 | 800 | 150 | 350 | 2025-01-01
9710790 | KERR | A-KMH12SU-1 | B-KMH12SU-1 | 13 | 19.9 | 9.1 | Yes | No | 3 | 600 | 800 | 150 | 350 | 2025-01-01
9710791 | KERR | A-KMH24SU-1 | B-KMH24SU-1 | 13 | 20 | 9.5 | Yes | No | 3 | 600 | 800 | 150 | 350 | 2025-01-01
216097098 | Kerr | A-KSP09SA-0 | B-KSP09SA-0 | 10.1 | 18 | 9 | No | N/A | 3 | 600 | 800 | 150 | 350 | 2025-01-01
216097099 | Kerr | A-KSP12SA-0 | B-KSP12SA-0 | 8.8 | 19 | 9.2 | No | N/A | 3 | 600 | 800 | 150 | 350 | 2025-01-01
216097100 | Kerr | A-KSP09SA-1 | B-KSP09SA-1 | 10.9 | 19 | 9.7 | Yes | Yes | 3 | 600 | 800 | 150 | 350 | 2025-01-01
216097101 | Kerr | A-KSP12SA-1 | B-KSP12SA-1 | 8.8 | 18 | 8.8 | No | N/A | 2 | 500 | 700 | 100 | 300 | 2025-01-01
216097102 | Kerr | A-KSP18SA-1 | B-KSP18SA-1 | 9.9 | 18.3 | 8.7 | No | N/A | 2 | 500 | 700 | 100 | 300 | 2025-01-01
216097103 | Kerr | A-KSP24SA-1 | B-KSP24SA-1 | 9 | 17 | 8.5 | Yes | Yes | 2 | 500 | 700 | 100 | 300 | 2025-01-01
216097110 | Kerr | A-KHP06SA-1 | B-KHP06SA-1 | 18 | 25.5 | 14.8 | Yes | Both | 4 | 700 | 900 | 150 | 350 | 2025-01-01
216097111 | Kerr | A-KHP09SA-1 | B-KHP09SA-1 | 15.4 | 27.4 | 12.5 | Yes | Both | 4 | 700 | 900 | 150 | 350 | 2025-01-01
216097112 | Kerr | A-KHP12SA-1 | B-KHP12SA-1 | 13.4 | 25.4 | 10.5 | Yes | Both | 4 | 700 | 900 | 150 | 350 | 2025-01-01
216097113 | Kerr | A-KHP18SA-1 | B-KHP18SA-1 | 12.5 | 21.4 | 11 | Yes | Both | 4 | 700 | 900 | 150 | 350 | 2025-01-01
216097114 | Kerr | A-KHP24SA-1 | B-KHP24SA-1 | 13 | 21 | 13.5 | Yes | Both | 4 | 700 | 900 | 150 | 350 | 2025-01-01
216097115 | Kerr | A-KHP33SA-1 | B-KHP33SA-1 | 12 | 19.5 | 10.5 | Yes | Both | 4 | 700 | 900 | 150 | 350 | 2025-01-01
216097120 | Kerr | A-KZP06SA-1 | B-ZKP06SA-1 | 17.4 | 35 | 30 | Yes | Both | 4 | 700 | 900 | 150 | 350 | 2025-01-01
216097121 | Kerr | A-KZPO9SA-1 | B-ZKPO9SA-1 | 17 | 33.3 | 22 | Yes | Both | 4 | 700 | 900 | 150 | 350 | 2025-01-01
216097122 | Kerr | A-KZP12SA-1 | B-ZKP12SA-1 | 14.2 | 29.4 | 14.5 | Yes | Both | 4 | 700 | 900 | 150 | 350 | 2025-01-01
216097123 | Kerr | A-KZP18SA-1 | B-ZKP18SA-1 | 15 | 25.6 | 16.2 | Yes | Both | 4 | 700 | 900 | 150 | 350 | 2025-01-01
213916259 | KERR | A-KMH12SV-1 | B-KMH12FV-1 | 13.3 | 24.2 | 10.7 | Yes | Both | 4 | 700 | 900 | 150 | 350 | 2025-01-01
210568247 | KERR | A-KMH24SV-1 | B-KMH24DU-1 | 12 | 19.2 | 10.5 | Yes | Both | 4 | 700 | 900 | 150 | 350 | 2025-01-01
210568248 | KERR | A-KMH24SV-1 | B-KMH24CV-1 | 11 | 20.5 | 11.5 | Yes | Both | 4 | 700 | 900 | 150 | 350 | 2025-01-01
210568249 | KERR | A-KMH09SV-1 | B-KMH09CU-1 | 13 | 20.5 | 10.3 | Yes | Both | 4 | 700 | 900 | 150 | 350 | 2025-01-01
210568250 | KERR | A-KMH18SV-1 | B-KMH18UU-1 | 12.5 | 20.5 | 9.8 | Yes | Both | 3 | 600 | 800 | 150 | 350 | 2025-01-01
210568251 | KERR | A-KMH12SV-1 | B-KMH12FU-1 | 13 | 23.6 | 10 | Yes | Both | 4 | 700 | 900 | 150 | 350 | 2025-01-01
210568252 | KERR | A-KMH24SV-1 | B-KMH24UU-1 | 11.7 | 20.5 | 11 | Yes | Both | 4 | 700 | 900 | 150 | 350 | 2025-01-01
210568253 | KERR | A-KMH18SV-1 | B-KMH18DU-1 | 11.7 | 18 | 9.5 | Yes | Both | 3 | 600 | 800 | 150 | 350 | 2025-01-01
210568254 | KERR | A-KMH18SV-1 | B-KMH18CU-1 | 12.5 | 20 | 9.5 | Yes | Both | 3 | 600 | 800 | 150 | 350 | 2025-01-01
210568255 | KERR | A-KMH09SV-1 | B-KMH09DU-1 | 13.2 | 20.2 | 12 | Yes | Both | 4 | 700 | 900 | 150 | 350 | 2025-01-01
210568256 | KERR | A-KMH12SV-1 | B-KMH12CU-1 | 12.7 | 22.3 | 10.2 | Yes | Both | 4 | 700 | 900 | 150 | 350 | 2025-01-01
210568257 | KERR | A-KMH12SV-1 | B-KMH12DU-1 | 11.7 | 19.5 | 10 | Yes | Both | 4 | 700 | 900 | 150 | 350 | 2025-01-01
211644116 | KINGHOME | KW36HVRO |  | 11 | 18 | 8.2 | No | N/A | 1 | 400 | 600 | 100 | 300 | 2025-01-01
211644117 | KINGHOME | KW48HVRO |  | 9.2 | 16 | 8.5 | No | N/A | 2 | 500 | 700 | 100 | 300 | 2025-01-01
215708446 | KINGHOME | KM18X6O |  | 11.7 | 18 | 8.1 | Yes | Both | 1 | 400 | 600 | 100 | 300 | 2025-01-01
215708447 | KINGHOME | KM24X6O |  | 12 | 18 | 8.1 | Yes | Both | 1 | 400 | 600 | 100 | 300 | 2025-01-01
215708448 | KINGHOME | KM30X6O |  | 12 | 18 | 8.1 | Yes | Both | 1 | 400 | 600 | 100 | 300 | 2025-01-01
215708449 | KINGHOME | KM36X6O |  | 11.7 | 18 | 8.1 | Yes | Both | 1 | 400 | 600 | 100 | 300 | 2025-01-01
215708450 | KINGHOME | KM42X6O |  | 12 | 18 | 8.1 | Yes | Both | 1 | 400 | 600 | 100 | 300 | 2025-01-01
216772302 | KINGHOME | KM48X6O |  | 11.7 | 18 | 8.1 | Yes | Both | 1 | 400 | 600 | 100 | 300 | 2025-01-01
216772301 | KINGHOME | KM48X6O |  | 12 | 21 | 10 | Yes | Both | 4 | 700 | 900 | 150 | 350 | 2025-01-01
204462622 | KINGHOME | KM18UH5O |  | 12 | 20 | 10 | Yes | Yes | 4 | 700 | 900 | 150 | 350 | 2025-01-01
204462623 | KINGHOME | KM24UH5O |  | 12 | 20 | 10 | Yes | Yes | 4 | 700 | 900 | 150 | 350 | 2025-01-01
204462624 | KINGHOME | KM36UH5O |  | 9 | 16 | 8.6 | Yes | Yes | 2 | 500 | 700 | 100 | 300 | 2025-01-01
204462625 | KINGHOME | KM42UH5O |  | 9 | 16 | 8.6 | Yes | Yes | 2 | 500 | 700 | 100 | 300 | 2025-01-01
214655286 | KINGHOME | KM18H5O3 |  | 12 | 21 | 10 | Yes | Both | 4 | 700 | 900 | 150 | 350 | 2025-01-01
215708441 | KINGHOME | KM18X6O |  | 12 | 21 | 10 | Yes | Both | 4 | 700 | 900 | 150 | 350 | 2025-01-01
215708442 | KINGHOME | KM24X6O |  | 13.3 | 21 | 10 | Yes | Both | 4 | 700 | 900 | 150 | 350 | 2025-01-01
215708443 | KINGHOME | KM30X6O |  | 13.6 | 21 | 10 | Yes | Both | 4 | 700 | 900 | 150 | 350 | 2025-01-01
215708444 | KINGHOME | KM36X6O |  | 12 | 21 | 10 | Yes | Both | 4 | 700 | 900 | 150 | 350 | 2025-01-01
215708445 | KINGHOME | KM42X6O |  | 13 | 21 | 10 | Yes | Both | 4 | 700 | 900 | 150 | 350 | 2025-01-01
211644114 | KINGHOME | KW36HVRO |  | 11.5 | 22 | 9.8 | No | N/A | 3 | 600 | 800 | 150 | 350 | 2025-01-01
211644115 | KINGHOME | KW48HVRO |  | 10.5 | 22 | 9.8 | No | N/A | 3 | 600 | 800 | 150 | 350 | 2025-01-01
211497152 | KINGHOME | KM18H5O |  | 12 | 21 | 10 | Yes | Both | 4 | 700 | 900 | 150 | 350 | 2025-01-01
211497153 | KINGHOME | KM24H5O |  | 12.5 | 21 | 10 | Yes | No | 4 | 700 | 900 | 150 | 350 | 2025-01-01
211497154 | KINGHOME | KM30H5O |  | 12.5 | 21 | 10 | Yes | No | 4 | 700 | 900 | 150 | 350 | 2025-01-01
211497155 | KINGHOME | KM36H5O |  | 12 | 21 | 10 | Yes | No | 4 | 700 | 900 | 150 | 350 | 2025-01-01
211497156 | KINGHOME | KM42H5O |  | 12 | 21 | 10 | Yes | No | 4 | 700 | 900 | 150 | 350 | 2025-01-01
211497162 | KINGHOME | KM18H5O |  | 11.5 | 18.5 | 9 | No | N/A | 3 | 600 | 800 | 150 | 350 | 2025-01-01
211497163 | KINGHOME | KM24H5O |  | 11.75 | 18.5 | 9 | No | N/A | 3 | 600 | 800 | 150 | 350 | 2025-01-01
211497164 | KINGHOME | KM30H5O |  | 11.75 | 18.5 | 9 | No | N/A | 3 | 600 | 800 | 150 | 350 | 2025-01-01
211497165 | KINGHOME | KM36H5O |  | 11.5 | 18.5 | 9 | No | N/A | 3 | 600 | 800 | 150 | 350 | 2025-01-01
211497166 | KINGHOME | KM42H5O |  | 11.5 | 18.5 | 9 | No | N/A | 3 | 600 | 800 | 150 | 350 | 2025-01-01
215708451 | KINGHOME | KM18X6O |  | 11.8 | 19 | 9 | Yes | Both | 3 | 600 | 800 | 150 | 350 | 2025-01-01
215708452 | KINGHOME | KM24X6O |  | 12.2 | 19 | 9 | Yes | Both | 3 | 600 | 800 | 150 | 350 | 2025-01-01
215708453 | KINGHOME | KM30X6O |  | 12.2 | 19 | 9 | Yes | Both | 3 | 600 | 800 | 150 | 350 | 2025-01-01
215708454 | KINGHOME | KM36X6O |  | 11.8 | 19 | 9 | Yes | Both | 3 | 600 | 800 | 150 | 350 | 2025-01-01
215708455 | KINGHOME | KM42X6O |  | 12.2 | 19 | 9 | Yes | Both | 3 | 600 | 800 | 150 | 350 | 2025-01-01
214655287 | KINGHOME | KM18H5O3 |  | 12 | 21 | 9 | No | N/A | 3 | 600 | 800 | 150 | 350 | 2025-01-01
205973810 | KINGHOME | KM24UH5O |  | 10.5 | 18 | 8.6 | No | N/A | 2 | 500 | 700 | 100 | 300 | 2025-01-01
205973809 | KINGHOME | KM18UH5O |  | 10.5 | 18 | 8.6 | No | N/A | 2 | 500 | 700 | 100 | 300 | 2025-01-01
216772303 | KINGHOME | KM48X6O |  | 11.8 | 19 | 9 | Yes | Both | 3 | 600 | 800 | 150 | 350 | 2025-01-01
217022902 | KINGHOME | KW09XQ19SAO | KW09XQ19SAI | 11.9 | 20.5 | 8.8 | No | N/A | 2 | 500 | 700 | 100 | 300 | 2025-01-01
217022903 | KINGHOME | KW09XQ19SDO | KW09XQ19SDI | 12.5 | 20.5 | 8.8 | No | N/A | 2 | 500 | 700 | 100 | 300 | 2025-01-01
217022904 | KINGHOME | KW12XQ19SAO | KW12XQ19SAI | 9.3 | 19 | 8.5 | No | N/A | 2 | 500 | 700 | 100 | 300 | 2025-01-01
217022905 | KINGHOME | KW12XQ19SDO | KW12XQ19SDI | 9.75 | 19 | 8.5 | No | N/A | 2 | 500 | 700 | 100 | 300 | 2025-01-01
217022906 | KINGHOME | KW18XQ19SDO | KW18XQ19SDI | 12.35 | 20 | 8.5 | No | N/A | 2 | 500 | 700 | 100 | 300 | 2025-01-01
217022907 | KINGHOME | KW24XQ19SDO | KW24XQ19SDI | 11.9 | 19 | 8.5 | No | N/A | 2 | 500 | 700 | 100 | 300 | 2025-01-01
216799632 | KINGHOME | KW09XQ25SDO | KM09XK8DI | 15 | 24 | 9.2 | Yes | Both | 3 | 600 | 800 | 150 | 350 | 2025-01-01
216799633 | KINGHOME | KW09XQ25SDO | KM09XK1DI | 13.1 | 22 | 9.5 | Yes | Both | 3 | 600 | 800 | 150 | 350 | 2025-01-01
216799634 | KINGHOME | KW09XQ25SDO | KM09XTDI | 14.2 | 25 | 9.6 | Yes | Both | 3 | 600 | 800 | 150 | 350 | 2025-01-01
216799635 | KINGHOME | KW09XQ25SDO | KM09XEDI | 15 | 23 | 9.4 | Yes | Both | 3 | 600 | 800 | 150 | 350 | 2025-01-01
216799636 | KINGHOME | KW09XQ25SDO | KM09XFDI | 14.2 | 22 | 9.2 | Yes | Both | 3 | 600 | 800 | 150 | 350 | 2025-01-01
216799637 | KINGHOME | KW12XQ25SDO | KM12XFDI | 13 | 21 | 9 | No | N/A | 3 | 600 | 800 | 150 | 350 | 2025-01-01
216799638 | KINGHOME | KW12XQ25SDO | KM12XK8DI | 13 | 23 | 9 | No | N/A | 3 | 600 | 800 | 150 | 350 | 2025-01-01
216799639 | KINGHOME | KW12XQ25SDO | KM12XK1DI | 12.3 | 21.5 | 9.5 | No | N/A | 3 | 600 | 800 | 150 | 350 | 2025-01-01
216799640 | KINGHOME | KW12XQ25SDO | KM12XTDI | 13 | 23 | 9.5 | No | N/A | 3 | 600 | 800 | 150 | 350 | 2025-01-01
216799641 | KINGHOME | KW12XQ25SDO | KM12XEDI | 13 | 23 | 9 | No | N/A | 3 | 600 | 800 | 150 | 350 | 2025-01-01
216799642 | KINGHOME | KW18XQ25SDO | KM18XK1DI | 10.9 | 21.5 | 8.5 | No | N/A | 2 | 500 | 700 | 100 | 300 | 2025-01-01
216799643 | KINGHOME | KW18XQ25SDO | KM18XK8DI | 10.9 | 21 | 9 | No | N/A | 3 | 600 | 800 | 150 | 350 | 2025-01-01
216799644 | KINGHOME | KW18XQ25SDO | KM18XFDI | 14 | 22.5 | 9 | No | N/A | 3 | 600 | 800 | 150 | 350 | 2025-01-01
216799645 | KINGHOME | KW18XQ25SDO | KM21XFDI | 12.6 | 21 | 9 | No | N/A | 3 | 600 | 800 | 150 | 350 | 2025-01-01
216799646 | KINGHOME | KW18XQ25SDO | KM18XTDI | 12.8 | 21.5 | 9.5 | No | N/A | 3 | 600 | 800 | 150 | 350 | 2025-01-01
216799647 | KINGHOME | KW18XQ25SDO | KM18XEDI | 11.6 | 21.5 | 8.5 | No | N/A | 2 | 500 | 700 | 100 | 300 | 2025-01-01
216799648 | KINGHOME | KW18XQ25SDO | KM20XK1DI | 10.9 | 21.5 | 8.5 | No | N/A | 2 | 500 | 700 | 100 | 300 | 2025-01-01
216799649 | KINGHOME | KW36XQ21CDO | KM36XVDI | 12 | 20 | 8.5 | Yes | Both | 2 | 500 | 700 | 100 | 300 | 2025-01-01
216799650 | KINGHOME | KW36XQ21CDO | KM36XFDI | 11.95 | 20 | 8.5 | No | N/A | 2 | 500 | 700 | 100 | 300 | 2025-01-01
216799651 | KINGHOME | KW36XQ21CDO | KM36XK8DI | 11.95 | 21 | 8.5 | No | N/A | 2 | 500 | 700 | 100 | 300 | 2025-01-01
216799652 | KINGHOME | KW36XQ21CDO | KM36XTDI | 11.25 | 21 | 8.5 | No | N/A | 2 | 500 | 700 | 100 | 300 | 2025-01-01
216799653 | KINGHOME | KW09XQ29SDO | KM09XFDI | 14.3 | 22.3 | 9.5 | Yes | Both | 3 | 600 | 800 | 150 | 350 | 2025-01-01
216799654 | KINGHOME | KW09XQ29SDO | KM09XK8DI | 15.5 | 24.5 | 9.5 | No | N/A | 3 | 600 | 800 | 150 | 350 | 2025-01-01
216799655 | KINGHOME | KW09XQ29SDO | KM09XTDI | 14.3 | 25.5 | 9.8 | Yes | Both | 3 | 600 | 800 | 150 | 350 | 2025-01-01
216799656 | KINGHOME | KW09XQ29SDO | KM09XK1DI | 13.65 | 22.5 | 9.5 | Yes | Both | 3 | 600 | 800 | 150 | 350 | 2025-01-01
216799657 | KINGHOME | KW09XQ29SDO | KM09XEDI | 15.3 | 23.3 | 9.5 | Yes | Both | 3 | 600 | 800 | 150 | 350 | 2025-01-01
216799658 | KINGHOME | KW12XQ29SDO | KM12XFDI | 13 | 21.5 | 9 | No | N/A | 3 | 600 | 800 | 150 | 350 | 2025-01-01
216799659 | KINGHOME | KW12XQ29SDO | KM12XK8DI | 13 | 23 | 8.5 | No | N/A | 2 | 500 | 700 | 100 | 300 | 2025-01-01
216799660 | KINGHOME | KW12XQ29SDO | KM12XK1DI | 12.3 | 20 | 8.5 | No | N/A | 2 | 500 | 700 | 100 | 300 | 2025-01-01
216799661 | KINGHOME | KW12XQ29SDO | KM12XTDI | 13 | 23 | 8.5 | No | N/A | 2 | 500 | 700 | 100 | 300 | 2025-01-01
216799662 | KINGHOME | KW12XQ29SDO | KM12XEDI | 13 | 23.1 | 9 | No | N/A | 3 | 600 | 800 | 150 | 350 | 2025-01-01
216799663 | KINGHOME | KW18XQ29SDO | KM18XFDI | 14 | 24.5 | 9.4 | No | N/A | 3 | 600 | 800 | 150 | 350 | 2025-01-01
216799664 | KINGHOME | KW18XQ29SDO | KM21XFDI | 13 | 24 | 9.4 | No | N/A | 3 | 600 | 800 | 150 | 350 | 2025-01-01
216799665 | KINGHOME | KW18XQ29SDO | KM18XK1DI | 10.75 | 20 | 9.2 | No | N/A | 3 | 600 | 800 | 150 | 350 | 2025-01-01
216799666 | KINGHOME | KW18XQ29SDO | KM20XK1DI | 10.25 | 20 | 9.2 | No | N/A | 3 | 600 | 800 | 150 | 350 | 2025-01-01
216799667 | KINGHOME | KW18XQ29SDO | KM18XK8DI | 11.6 | 22 | 8.8 | No | N/A | 2 | 500 | 700 | 100 | 300 | 2025-01-01
216799668 | KINGHOME | KW18XQ29SDO | KM18XTDI | 11.25 | 21.5 | 9.2 | No | N/A | 3 | 600 | 800 | 150 | 350 | 2025-01-01
216799669 | KINGHOME | KW24XQ25SDO | KM24XFDI | 12.3 | 19.5 | 9 | No | N/A | 3 | 600 | 800 | 150 | 350 | 2025-01-01
216799670 | KINGHOME | KW24XQ25SDO | KM24XK8DI | 11.6 | 22.5 | 9 | No | N/A | 3 | 600 | 800 | 150 | 350 | 2025-01-01
216799671 | KINGHOME | KW24XQ25SDO | KM24XTDI | 12.6 | 22.5 | 9.5 | No | N/A | 3 | 600 | 800 | 150 | 350 | 2025-01-01
216799672 | KINGHOME | KW30XQ21CDO | KM30XFDI | 11.25 | 18.5 | 8.5 | No | N/A | 2 | 500 | 700 | 100 | 300 | 2025-01-01
216799674 | KINGHOME | KW30XQ21CDO | KM30XK8DI | 11.25 | 22.5 | 8.5 | No | N/A | 2 | 500 | 700 | 100 | 300 | 2025-01-01
216799675 | KINGHOME | KW24XQ29SDO | KM24XK8DI | 12.5 | 23 | 9 | No | N/A | 3 | 600 | 800 | 150 | 350 | 2025-01-01
216799676 | KINGHOME | KW24XQ29SDO | KM24XFDI | 12.5 | 22 | 9 | No | N/A | 3 | 600 | 800 | 150 | 350 | 2025-01-01
216799677 | KINGHOME | KW24XQ29SDO | KM24XTDI | 13 | 23 | 9.5 | No | N/A | 3 | 600 | 800 | 150 | 350 | 2025-01-01
209847247 | KINGHOME | KW12HQ25SDO | KW12HQ25SDI | 12.5 | 24 | 9 | Yes | Yes | 3 | 600 | 800 | 150 | 350 | 2025-01-01
209847248 | KINGHOME | KW12HQ25SAO | KW12HQ25SAI | 12 | 24 | 9 | Yes | Yes | 3 | 600 | 800 | 150 | 350 | 2025-01-01
209847249 | KINGHOME | KW09HQ25SDO | KW09HQ25SDI | 14.7 | 25.5 | 10.2 | Yes | Both | 4 | 700 | 900 | 150 | 350 | 2025-01-01
209847250 | KINGHOME | KW09HQ25SAO | KW09HQ25SAI | 14.55 | 27 | 10 | Yes | Both | 4 | 700 | 900 | 150 | 350 | 2025-01-01
209847251 | KINGHOME | KW24HQ25SDO | KW24HQ25SDI | 13.1 | 24.5 | 9.5 | Yes | No | 3 | 600 | 800 | 150 | 350 | 2025-01-01
212437228 | KINGHOME | KW12HQ25SDO | KM12HBKDI | 12.5 | 24 | 8.5 | No | N/A | 2 | 500 | 700 | 100 | 300 | 2025-01-01
212437229 | KINGHOME | KW12HQ25SDO | KM12HT1DI | 11.5 | 18.5 | 8.5 | No | N/A | 2 | 500 | 700 | 100 | 300 | 2025-01-01
212437230 | KINGHOME | KW18HQ25SDO | KM18HF1DI | 12.5 | 20 | 8.5 | No | N/A | 2 | 500 | 700 | 100 | 300 | 2025-01-01
212437231 | KINGHOME | KW18HQ25SDO | KM18HBKDI | 10.05 | 19 | 8.5 | No | N/A | 2 | 500 | 700 | 100 | 300 | 2025-01-01
212437232 | KINGHOME | KW18HQ25SDO | KM18HT1DI | 11.25 | 19 | 8.2 | No | N/A | 1 | 400 | 600 | 100 | 300 | 2025-01-01
212437233 | KINGHOME | KW24HQ25SDO | KM24HF1DI | 12.7 | 20 | 9 | No | N/A | 3 | 600 | 800 | 150 | 350 | 2025-01-01
212437234 | KINGHOME | KW24HQ25SDO | KM24HBKDI | 11.9 | 21 | 9.5 | No | N/A | 3 | 600 | 800 | 150 | 350 | 2025-01-01
212437235 | KINGHOME | KW24HQ25SDO | KM24HT1DI | 12 | 20 | 9 | No | N/A | 3 | 600 | 800 | 150 | 350 | 2025-01-01
212437225 | KINGHOME | KW09HQ25SDO | KM09HF1DI | 13.45 | 21 | 9 | No | N/A | 3 | 600 | 800 | 150 | 350 | 2025-01-01
212437226 | KINGHOME | KW09HQ25SDO | KM09HT1DI | 13 | 19 | 9.5 | No | N/A | 3 | 600 | 800 | 150 | 350 | 2025-01-01
212437227 | KINGHOME | KW12HQ25SDO | KM12HF1DI | 11.8 | 20 | 8.5 | No | N/A | 2 | 500 | 700 | 100 | 300 | 2025-01-01
208141285 | KINGHOME | KW24HQ17SDO | KW24HQ17SDI | 11.6 | 18 | 8.5 | No | N/A | 2 | 500 | 700 | 100 | 300 | 2025-01-01
208141280 | KINGHOME | KW09HQ17SAO | KW09HQ17SAI | 10.7 | 18 | 8.5 | No | N/A | 2 | 500 | 700 | 100 | 300 | 2025-01-01
208141281 | KINGHOME | KW09HQ17SDO | KW09HQ17SDI | 10.2 | 17.5 | 8.4 | No | N/A | 1 | 400 | 600 | 100 | 300 | 2025-01-01
208141282 | KINGHOME | KW12HQ17SDO | KW12HQ17SDI | 8.7 | 16.5 | 8.5 | No | N/A | 2 | 500 | 700 | 100 | 300 | 2025-01-01
208141283 | KINGHOME | KW12HQ17SAO | KW12HQ17SAI | 8.7 | 16.5 | 8.5 | No | N/A | 2 | 500 | 700 | 100 | 300 | 2025-01-01
208141284 | KINGHOME | KW18HQ17SDO | KW18HQ17SDI | 9.55 | 16 | 8.2 | No | N/A | 1 | 400 | 600 | 100 | 300 | 2025-01-01
216772304 | KINGHOME | KW24XQ25SDO | KW24XQ25SDI | 12 | 23.5 | 9 | Yes | No | 3 | 600 | 800 | 150 | 350 | 2025-01-01
216772295 | KINGHOME | KW24XQ19CDO | KW24XQ19CDI | 11.9 | 19 | 8.5 | No | N/A | 2 | 500 | 700 | 100 | 300 | 2025-01-01
216772296 | KINGHOME | KW09XQ19CDO | KW09XQ19CDI | 12.5 | 20.5 | 8.8 | No | N/A | 2 | 500 | 700 | 100 | 300 | 2025-01-01
216772297 | KINGHOME | KW18XQ19CDO | KW18XQ19CDI | 12.35 | 20 | 8.5 | No | N/A | 2 | 500 | 700 | 100 | 300 | 2025-01-01
216772298 | KINGHOME | KW12XQ19CDO | KW12XQ19CDI | 9.75 | 19 | 8.5 | No | N/A | 2 | 500 | 700 | 100 | 300 | 2025-01-01
216772299 | KINGHOME | KW09XQ19CAO | KW09XQ19CAI | 11.9 | 20.5 | 8.8 | No | N/A | 2 | 500 | 700 | 100 | 300 | 2025-01-01
216772300 | KINGHOME | KW12XQ19CAO | KW12XQ19CAI | 9.3 | 19 | 8.5 | No | N/A | 2 | 500 | 700 | 100 | 300 | 2025-01-01
216772293 | KINGHOME | KW36XQ21CDO | KW36XQ21CDI | 10.6 | 21 | 8.5 | Yes | Yes | 2 | 500 | 700 | 100 | 300 | 2025-01-01
216772294 | KINGHOME | KW30XQ21CDO | KW30XQ21CDI | 10.9 | 22 | 9 | No | N/A | 3 | 600 | 800 | 150 | 350 | 2025-01-01
203493069 | KINGHOME | KW09HQ3D6DO | KW09HQ3D6DI | 16.6 | 27 | 11 | Yes | Both | 4 | 700 | 900 | 150 | 350 | 2025-01-01
203493070 | KINGHOME | KW12HQ3D6DO | KW12HQ3D6DI | 14 | 24 | 8.5 | Yes | Yes | 2 | 500 | 700 | 100 | 300 | 2025-01-01
203493071 | KINGHOME | KW18HQ3D6DO | KW18HQ3D6DI | 13.5 | 22 | 10 | Yes | Yes | 4 | 700 | 900 | 150 | 350 | 2025-01-01
203498481 | KINGHOME | KW24HQ3D6DO | KW24HQ3D6DI | 13 | 21.5 | 9.5 | Yes | Yes | 3 | 600 | 800 | 150 | 350 | 2025-01-01
215876647 | KINGHOME | KW36XQ21SDO | KW36XQ21SDI | 10.6 | 21 | 8.5 | Yes | Yes | 2 | 500 | 700 | 100 | 300 | 2025-01-01
215876648 | KINGHOME | KW09XQ29SDO | KW09XQ29SDI | 16.8 | 30 | 11.2 | Yes | Both | 4 | 700 | 900 | 150 | 350 | 2025-01-01
215876649 | KINGHOME | KW12XQ29SDO | KW12XQ29SDI | 15.2 | 28 | 10 | Yes | Both | 4 | 700 | 900 | 150 | 350 | 2025-01-01
215876650 | KINGHOME | KW24XQ29SDO | KW24XQ29SDI | 13.95 | 27 | 10 | No | N/A | 4 | 700 | 900 | 150 | 350 | 2025-01-01
215876651 | KINGHOME | KW18XQ29SDO | KW18XQ29SDI | 14.3 | 27.5 | 10 | Yes | Yes | 4 | 700 | 900 | 150 | 350 | 2025-01-01
215876652 | KINGHOME | KW30XQ21SDO | KW30XQ21SDI | 10.9 | 22 | 9 | No | N/A | 3 | 600 | 800 | 150 | 350 | 2025-01-01
216372813 | KINGHOME | KW09XQ25SAO | KW09XQ25SAI | 15 | 27 | 10.5 | Yes | Both | 4 | 700 | 900 | 150 | 350 | 2025-01-01
216372814 | KINGHOME | KW09XQ25SDO | KW09XQ25SDI | 15 | 26 | 10.4 | Yes | Both | 4 | 700 | 900 | 150 | 350 | 2025-01-01
216372815 | KINGHOME | KW12XQ25SAO | KW12XQ25SAI | 13 | 24.5 | 9.5 | Yes | Both | 3 | 600 | 800 | 150 | 350 | 2025-01-01
216372816 | KINGHOME | KW12XQ25SDO | KW12XQ25SDI | 13 | 24.5 | 9.5 | Yes | Both | 3 | 600 | 800 | 150 | 350 | 2025-01-01
216372817 | KINGHOME | KW18XQ25SDO | KW18XQ25SDI | 13.65 | 24.5 | 9 | Yes | Both | 3 | 600 | 800 | 150 | 350 | 2025-01-01
216020671 | KINGHOME | KW09XQ25PAO | KW09XQ25PAI | 15 | 27 | 10.5 | Yes | Both | 4 | 700 | 900 | 150 | 350 | 2025-01-01
216020672 | KINGHOME | KW09XQ25PDO | KW09XQ25PDI | 15 | 26 | 10.4 | Yes | Both | 4 | 700 | 900 | 150 | 350 | 2025-01-01
216020673 | KINGHOME | KW12XQ25PDO | KW12XQ25PDI | 13 | 24.5 | 9.5 | Yes | Both | 3 | 600 | 800 | 150 | 350 | 2025-01-01
216020674 | KINGHOME | KW12XQ25PAO | KW12XQ25PAI | 13 | 24.5 | 9.5 | Yes | Both | 3 | 600 | 800 | 150 | 350 | 2025-01-01
216020675 | KINGHOME | KW24XQ25PDO | KW24XQ25PDI | 13.65 | 26 | 10 | Yes | Both | 4 | 700 | 900 | 150 | 350 | 2025-01-01
216020676 | KINGHOME | KW18XQ25PDO | KW18XQ25PDI | 13.65 | 24.5 | 9 | Yes | Both | 3 | 600 | 800 | 150 | 350 | 2025-01-01
212396483 | KINGHOME | KW12HQ19SDO | KW12HQ19SDI | 8.7 | 17.5 | 8.5 | No | N/A | 2 | 500 | 700 | 100 | 300 | 2025-01-01
212396484 | KINGHOME | KW18HQ19SDO | KW18HQ19SDI | 10.05 | 17.5 | 8.5 | No | N/A | 2 | 500 | 700 | 100 | 300 | 2025-01-01
212396485 | KINGHOME | KW24HQ19SDO | KW24HQ19SDI | 11.6 | 18 | 8.5 | No | N/A | 2 | 500 | 700 | 100 | 300 | 2025-01-01
212396482 | KINGHOME | KW09HQ19SDO | KW09HQ19SDI | 11.3 | 19.5 | 8.8 | No | N/A | 2 | 500 | 700 | 100 | 300 | 2025-01-01
211749836 | KINGHOME | KAM09HO | KM09HF1DI | 14.2 | 20.4 | 9.5 | No | N/A | 3 | 600 | 800 | 150 | 350 | 2025-01-01
211749837 | KINGHOME | KAM09HO | KM09HT1DI | 13.3 | 19.5 | 9.8 | No | N/A | 3 | 600 | 800 | 150 | 350 | 2025-01-01
211749838 | KINGHOME | KAM12HO | KM12HF1DI | 11.8 | 20 | 8.5 | No | N/A | 2 | 500 | 700 | 100 | 300 | 2025-01-01
211749839 | KINGHOME | KAM12HO | KM12HK1DI | 12.5 | 24 | 8.5 | No | N/A | 2 | 500 | 700 | 100 | 300 | 2025-01-01
211749840 | KINGHOME | KAM12HO | KM12HT1DI | 11.5 | 18.5 | 8.5 | No | N/A | 2 | 500 | 700 | 100 | 300 | 2025-01-01
211749844 | KINGHOME | KAM24HO | KM24HF1DI | 12.5 | 20 | 9 | No | N/A | 3 | 600 | 800 | 150 | 350 | 2025-01-01
211749845 | KINGHOME | KAM24HO | KM24HK1DI | 12 | 20 | 9.5 | No | N/A | 3 | 600 | 800 | 150 | 350 | 2025-01-01
211749846 | KINGHOME | KAM24HO | KM24HT1DI | 12 | 20 | 9 | No | N/A | 3 | 600 | 800 | 150 | 350 | 2025-01-01
211177526 | KINGHOME | KW18HP25SDO | KW18HP25SDI | 13 | 23.5 | 9 | Yes | No | 3 | 600 | 800 | 150 | 350 | 2025-01-01
211177527 | KINGHOME | KW36HQ20SDO | KW36HQ20SDI | 10.5 | 20 | 8.5 | No | N/A | 2 | 500 | 700 | 100 | 300 | 2025-01-01
211151018 | KINGHOME | KW18HQ25SDO | KW18HQ25SDI | 12.5 | 23 | 8.5 | Yes | Yes | 2 | 500 | 700 | 100 | 300 | 2025-01-01
211164219 | KINGHOME | KW30HQ20SDO | KW30HQ20SDI | 11.25 | 20 | 8.5 | No | N/A | 2 | 500 | 700 | 100 | 300 | 2025-01-01
212891961 | KINGHOME | KW12HQ19SAO | KW12HQ19SAI | 8.7 | 17.5 | 8.5 | No | N/A | 2 | 500 | 700 | 100 | 300 | 2025-01-01
212891960 | KINGHOME | KW09HQ19SAO | KW09HQ19SAI | 11.3 | 19.5 | 8.6 | No | N/A | 2 | 500 | 700 | 100 | 300 | 2025-01-01
201766727 | KLIMAIRE | KMIR218-H221 |  | 11.7 | 18.3 | 9 | No | N/A | 3 | 600 | 800 | 150 | 350 | 2025-01-01
201767233 | KLIMAIRE | KMIR327-H217 |  | 11 | 20 | 8.5 | No | N/A | 2 | 500 | 700 | 100 | 300 | 2025-01-01
201767234 | KLIMAIRE | KMIR436-H217 |  | 10 | 18.5 | 8.7 | No | N/A | 2 | 500 | 700 | 100 | 300 | 2025-01-01
201767236 | KLIMAIRE | KMIR545-H219 |  | 10.1 | 18.3 | 9.6 | No | N/A | 3 | 600 | 800 | 150 | 350 | 2025-01-01
209862182 | KLIMAIRE | KMIR218-H221-2 |  | 12 | 19 | 9.8 | No | N/A | 3 | 600 | 800 | 150 | 350 | 2025-01-01
209862185 | KLIMAIRE | KMIR324-H217-2 |  | 12.5 | 21.3 | 9.7 | No | N/A | 3 | 600 | 800 | 150 | 350 | 2025-01-01
209862188 | KLIMAIRE | KMIR327-H217-2 |  | 11.7 | 21 | 9.2 | No | N/A | 3 | 600 | 800 | 150 | 350 | 2025-01-01
209862191 | KLIMAIRE | KMIR430-H217-2 |  | 12 | 20 | 9.2 | No | N/A | 3 | 600 | 800 | 150 | 350 | 2025-01-01
209862194 | KLIMAIRE | KMIR436-H217-2 |  | 11 | 20 | 9.2 | No | N/A | 3 | 600 | 800 | 150 | 350 | 2025-01-01
209862197 | KLIMAIRE | KMIR545-H219-2 |  | 10.8 | 20.5 | 9.7 | No | N/A | 3 | 600 | 800 | 150 | 350 | 2025-01-01
8982503 | KLIMAIRE | KMIR436-H217 |  | 10.8 | 22.5 | 9.2 | No | N/A | 3 | 600 | 800 | 150 | 350 | 2025-01-01
8982504 | KLIMAIRE | KMIR545-H219 |  | 11.6 | 21.5 | 8.7 | No | N/A | 2 | 500 | 700 | 100 | 300 | 2025-01-01
209862193 | KLIMAIRE | KMIR436-H217-2 |  | 10.6 | 23.1 | 9.6 | No | N/A | 3 | 600 | 800 | 150 | 350 | 2025-01-01
209862196 | KLIMAIRE | KMIR545-H219-2 |  | 11 | 21.1 | 9.5 | No | N/A | 3 | 600 | 800 | 150 | 350 | 2025-01-01
209862187 | KLIMAIRE | KMIR327-H217-2 |  | 12.2 | 23.5 | 9.2 | No | N/A | 3 | 600 | 800 | 150 | 350 | 2025-01-01
209862190 | KLIMAIRE | KMIR430-H217-2 |  | 12 | 22.4 | 9.5 | No | N/A | 3 | 600 | 800 | 150 | 350 | 2025-01-01
209862181 | KLIMAIRE | KMIR218-H221-2 |  | 12.5 | 21 | 10.2 | No | N/A | 4 | 700 | 900 | 150 | 350 | 2025-01-01
209862184 | KLIMAIRE | KMIR324-H217-2 |  | 12.5 | 22.3 | 9.6 | No | N/A | 3 | 600 | 800 | 150 | 350 | 2025-01-01
8982501 | KLIMAIRE | KMIR218-H221 |  | 11.7 | 20.5 | 8.9 | No | N/A | 2 | 500 | 700 | 100 | 300 | 2025-01-01
8982502 | KLIMAIRE | KMIR327-H217 |  | 12 | 22 | 8.9 | No | N/A | 2 | 500 | 700 | 100 | 300 | 2025-01-01
209862183 | KLIMAIRE | KMIR218-H221-2 |  | 12.25 | 20 | 10 | No | N/A | 4 | 700 | 900 | 150 | 350 | 2025-01-01
209862186 | KLIMAIRE | KMIR324-H217-2 |  | 12.5 | 21.8 | 9.65 | No | N/A | 3 | 600 | 800 | 150 | 350 | 2025-01-01
209862189 | KLIMAIRE | KMIR327-H217-2 |  | 11.95 | 22.25 | 9.2 | No | N/A | 3 | 600 | 800 | 150 | 350 | 2025-01-01
209862195 | KLIMAIRE | KMIR436-H217-2 |  | 10.8 | 21.55 | 9.4 | No | N/A | 3 | 600 | 800 | 150 | 350 | 2025-01-01
209862192 | KLIMAIRE | KMIR430-H217-2 |  | 12 | 21.2 | 9.35 | No | N/A | 3 | 600 | 800 | 150 | 350 | 2025-01-01
209862198 | KLIMAIRE | KMIR545-H219-2 |  | 10.9 | 20.8 | 9.6 | No | N/A | 3 | 600 | 800 | 150 | 350 | 2025-01-01
209862139 | KLIMAIRE | KSIV009-H119-O-2 | KSIV009-H119-IW-2 | 12.5 | 21.5 | 9 | No | N/A | 3 | 600 | 800 | 150 | 350 | 2025-01-01
209862140 | KLIMAIRE | KSIV012-H119-O-2 | KSIV012-H119-IW-2 | 10.3 | 20.8 | 8.7 | No | N/A | 2 | 500 | 700 | 100 | 300 | 2025-01-01
209862141 | KLIMAIRE | KSIV009-H219-O-2 | KSIV009-H219-IW-2 | 12.6 | 21.7 | 9.1 | No | N/A | 3 | 600 | 800 | 150 | 350 | 2025-01-01
209862142 | KLIMAIRE | KSIV012-H219-O-2 | KSIV012-H219-IW-2 | 10.8 | 21.4 | 9.1 | No | N/A | 3 | 600 | 800 | 150 | 350 | 2025-01-01
209862143 | KLIMAIRE | KSIV018-H219-O-2 | KSIV018-H219-IW-2 | 10.5 | 19 | 8.7 | No | N/A | 2 | 500 | 700 | 100 | 300 | 2025-01-01
209862144 | KLIMAIRE | KSIV024-H219-O-2 | KSIV024-H219-IW-2 | 9 | 18 | 8.6 | No | N/A | 2 | 500 | 700 | 100 | 300 | 2025-01-01
209862145 | KLIMAIRE | KSIR030-H215-O-2 | KSIR030-H215-IW-2 | 11 | 21 | 9.1 | No | N/A | 3 | 600 | 800 | 150 | 350 | 2025-01-01
209862146 | KLIMAIRE | KSIR036-H215-O-2 | KSIR036-H215-IW-2 | 8.5 | 17.5 | 8.7 | No | N/A | 2 | 500 | 700 | 100 | 300 | 2025-01-01
209862147 | KLIMAIRE | KSIE009-H121-O-2 | KSIE009-H121-IW-2 | 14 | 24 | 9.6 | No | N/A | 3 | 600 | 800 | 150 | 350 | 2025-01-01
209862148 | KLIMAIRE | KSIE012-H120-O-2 | KSIE012-H120-IW-2 | 12.5 | 22.7 | 10 | No | N/A | 4 | 700 | 900 | 150 | 350 | 2025-01-01
209862149 | KLIMAIRE | KSIE009-H221-O-2 | KSIE009-H221-IW-2 | 14 | 24 | 11.4 | No | N/A | 4 | 700 | 900 | 150 | 350 | 2025-01-01
209862150 | KLIMAIRE | KSIE012-H220-O-2 | KSIE012-H220-IW-2 | 12.5 | 23.1 | 9.3 | No | N/A | 3 | 600 | 800 | 150 | 350 | 2025-01-01
209862151 | KLIMAIRE | KSIE018-H220-O-2 | KSIE018-H220-IW-2 | 13.5 | 23.7 | 10.3 | No | N/A | 4 | 700 | 900 | 150 | 350 | 2025-01-01
209862152 | KLIMAIRE | KSIE024-H220-O-2 | KSIE024-H220-IW-2 | 12.5 | 21 | 9 | No | N/A | 3 | 600 | 800 | 150 | 350 | 2025-01-01
209862153 | KLIMAIRE | KSIH009-H225-O-2 | KSIH009-H225-IW-2 | 15.8 | 26.4 | 11.6 | No | N/A | 4 | 700 | 900 | 150 | 350 | 2025-01-01
209862154 | KLIMAIRE | KSIH012-H222-O-2 | KSIH012-H222-IW-2 | 13 | 23.1 | 10.5 | No | N/A | 4 | 700 | 900 | 150 | 350 | 2025-01-01
209862155 | KLIMAIRE | KSIH018-H220-O-2 | KSIH018-H220-IW-2 | 13 | 22 | 10.6 | No | N/A | 4 | 700 | 900 | 150 | 350 | 2025-01-01
209862156 | KLIMAIRE | KSIH024-H220-O-2 | KSIH024-H220-IW-2 | 12.5 | 22.3 | 10.3 | No | N/A | 4 | 700 | 900 | 150 | 350 | 2025-01-01
209862157 | KLIMAIRE | KSIE009-H221-O-2 | KTIR09-H2 | 13 | 20 | 10 | No | N/A | 4 | 700 | 900 | 150 | 350 | 2025-01-01
209862158 | KLIMAIRE | KSIE012-H220-O-2 | KTIR12-H2 | 14 | 22.7 | 10 | No | N/A | 4 | 700 | 900 | 150 | 350 | 2025-01-01
209862159 | KLIMAIRE | KSIE018-H220-O-2 | KTIR18-H2 | 12.5 | 20.5 | 10.5 | No | N/A | 4 | 700 | 900 | 150 | 350 | 2025-01-01
209862160 | KLIMAIRE | KSIE009-H221-O-2 | KDIP09-H2 | 12.5 | 19.2 | 10.2 | No | N/A | 4 | 700 | 900 | 150 | 350 | 2025-01-01
209862161 | KLIMAIRE | KSIE012-H220-O-2 | KDIP12-H2 | 11.7 | 19 | 10.3 | No | N/A | 4 | 700 | 900 | 150 | 350 | 2025-01-01
209862162 | KLIMAIRE | KSIE018-H220-O-2 | KDIP18-H2 | 12.5 | 20 | 10.6 | No | N/A | 4 | 700 | 900 | 150 | 350 | 2025-01-01
209862163 | KLIMAIRE | KSIE024-H220-O-2 | KDIP24-H2 | 12.5 | 19 | 11.2 | No | N/A | 4 | 700 | 900 | 150 | 350 | 2025-01-01
209862164 | KLIMAIRE | KSIE018-H220-O-2 | KUIR18-H2 | 12.5 | 23 | 10 | No | N/A | 4 | 700 | 900 | 150 | 350 | 2025-01-01
209862165 | KLIMAIRE | KSIE024-H220-O-2 | KUIR24-H2 | 12.5 | 21.2 | 10.3 | No | N/A | 4 | 700 | 900 | 150 | 350 | 2025-01-01
209862166 | KLIMAIRE | KSIH009-H225-O-2 | KTIR09-H2 | 13 | 20.5 | 10.3 | No | N/A | 4 | 700 | 900 | 150 | 350 | 2025-01-01
209862167 | KLIMAIRE | KSIH012-H222-O-2 | KTIR12-H2 | 12.7 | 22.3 | 10.2 | No | N/A | 4 | 700 | 900 | 150 | 350 | 2025-01-01
209862168 | KLIMAIRE | KSIH018-H220-O-2 | KTIR18-H2 | 12.5 | 20 | 9.5 | No | N/A | 3 | 600 | 800 | 150 | 350 | 2025-01-01
209862169 | KLIMAIRE | KSIH024-H220-O-2 | KDIP24-H2 | 12 | 19.2 | 10.5 | No | N/A | 4 | 700 | 900 | 150 | 350 | 2025-01-01
209862170 | KLIMAIRE | KSIH009-H225-O-2 | KDIP09-H2 | 13.2 | 20.2 | 12 | No | N/A | 4 | 700 | 900 | 150 | 350 | 2025-01-01
209862171 | KLIMAIRE | KSIH012-H222-O-2 | KDIP12-H2 | 11.7 | 19.5 | 10 | No | N/A | 4 | 700 | 900 | 150 | 350 | 2025-01-01
209862172 | KLIMAIRE | KSIH018-H220-O-2 | KDIP18-H2 | 11.7 | 18 | 9.5 | No | N/A | 3 | 600 | 800 | 150 | 350 | 2025-01-01
209862173 | KLIMAIRE | KSIH018-H220-O-2 | KUIR18-H2 | 12.5 | 20.5 | 9.8 | No | N/A | 3 | 600 | 800 | 150 | 350 | 2025-01-01
209862174 | KLIMAIRE | KSIH024-H220-O-2 | KUIR24-H2 | 11.7 | 20.5 | 11 | No | N/A | 4 | 700 | 900 | 150 | 350 | 2025-01-01
209862175 | KLIMAIRE | KSIR036-H218-2 | KDIR036-H2G1 | 8.8 | 15.8 | 8.8 | No | N/A | 2 | 500 | 700 | 100 | 300 | 2025-01-01
209862177 | KLIMAIRE | KSIR060-H218-2 | KDIS060-H2G1 | 10.3 | 17 | 8.4 | No | N/A | 1 | 400 | 600 | 100 | 300 | 2025-01-01
209862178 | KLIMAIRE | KSIR036-H218-2 | KFUF036-H2G1 | 8.5 | 19 | 9 | No | N/A | 3 | 600 | 800 | 150 | 350 | 2025-01-01
209862179 | KLIMAIRE | KSIR048-H218-2 | KFUF048-H2G1 | 9.3 | 18.9 | 10 | No | N/A | 4 | 700 | 900 | 150 | 350 | 2025-01-01
209862180 | KLIMAIRE | KSIR060-H218-2 | KFUF060-H2G1 | 9.8 | 19.8 | 9 | No | N/A | 3 | 600 | 800 | 150 | 350 | 2025-01-01
204012239 | KLIMAIRE | KSIE018-H220-O | KUIR18-H2 | 12.5 | 20 | 8.9 | No | N/A | 2 | 500 | 700 | 100 | 300 | 2025-01-01
204012240 | KLIMAIRE | KSIE024-H220-O | KUIR24-H2 | 12.5 | 20 | 9.4 | No | N/A | 3 | 600 | 800 | 150 | 350 | 2025-01-01
202832585 | KLIMAIRE | KSIR060-H218 | KDIS060-H2G1 | 9 | 15.4 | 8.4 | No | N/A | 1 | 400 | 600 | 100 | 300 | 2025-01-01
202680584 | KLIMAIRE | KSIV009-H119-O | KSIV009-H119-IW | 11.5 | 18.9 | 8.1 | No | N/A | 1 | 400 | 600 | 100 | 300 | 2025-01-01
202680585 | KLIMAIRE | KSIV012-H119-O | KSIV012-H119-IW | 10.5 | 19 | 8.3 | No | N/A | 1 | 400 | 600 | 100 | 300 | 2025-01-01
202680586 | KLIMAIRE | KSIV009-H219-O | KSIV009-H219-IW | 11 | 18 | 9.1 | No | N/A | 3 | 600 | 800 | 150 | 350 | 2025-01-01
202680588 | KLIMAIRE | KSIV018-H219-O | KSIV018-H219-IW | 11 | 18.7 | 8.1 | No | N/A | 1 | 400 | 600 | 100 | 300 | 2025-01-01
201796637 | KLIMAIRE | KSIE009-H221-O | KDIP09-H2 | 12.1 | 18.7 | 9.8 | No | N/A | 3 | 600 | 800 | 150 | 350 | 2025-01-01
201796638 | KLIMAIRE | KSIE012-H220-O | KDIP12-H2 | 11.7 | 19 | 10 | No | N/A | 4 | 700 | 900 | 150 | 350 | 2025-01-01
201796639 | KLIMAIRE | KSIE018-H220-O | KDIP18-H2 | 11.7 | 18.5 | 9.2 | No | N/A | 3 | 600 | 800 | 150 | 350 | 2025-01-01
201796640 | KLIMAIRE | KSIE024-H220-O | KDIP24-H2 | 11.7 | 19 | 10 | No | N/A | 4 | 700 | 900 | 150 | 350 | 2025-01-01
201766729 | KLIMAIRE | KSIH009-H225-O | KSIH009-H225-IW | 14.5 | 23.1 | 9.9 | No | N/A | 3 | 600 | 800 | 150 | 350 | 2025-01-01
201766730 | KLIMAIRE | KSIH012-H222-O | KSIH012-H222-IW | 13 | 19.9 | 9.1 | No | N/A | 3 | 600 | 800 | 150 | 350 | 2025-01-01
201766731 | KLIMAIRE | KSIH018-H220-O | KSIH018-H220-IW | 12.5 | 19.4 | 8.9 | No | N/A | 2 | 500 | 700 | 100 | 300 | 2025-01-01
201766733 | KLIMAIRE | KSIH024-H220-O | KSIH024-H220-IW | 13 | 20 | 9.5 | No | N/A | 3 | 600 | 800 | 150 | 350 | 2025-01-01
201766736 | KLIMAIRE | KSIR060-H218 | KFUF060-H2G1 | 9.8 | 18 | 9.4 | No | N/A | 3 | 600 | 800 | 150 | 350 | 2025-01-01
10333511 | KLIMAIRE | KSIE024-H220-O | KTIR24-H2 | 11 | 20 | 9.6 | No | N/A | 3 | 600 | 800 | 150 | 350 | 2025-01-01
10149910 | KLIMAIRE | KSIE012-H120-O | KSIE012-H120-IW | 12.5 | 20.1 | 8.2 | No | N/A | 1 | 400 | 600 | 100 | 300 | 2025-01-01
10149911 | KLIMAIRE | KSIE018-H220-O | KSIE018-H220-IW | 13 | 19.9 | 8.1 | No | N/A | 1 | 400 | 600 | 100 | 300 | 2025-01-01
10149914 | KLIMAIRE | KSIE012-H220-O | KSIE012-H220-IW | 13 | 21.3 | 8.4 | No | N/A | 1 | 400 | 600 | 100 | 300 | 2025-01-01
10012425 | KLIMAIRE | KSIR036-H216 | KFUF036-H2G1 | 8 | 16 | 10 | No | N/A | 4 | 700 | 900 | 150 | 350 | 2025-01-01
10012431 | KLIMAIRE | KSIR048-H218 | KTIR048-H2G1 | 9.5 | 16.8 | 9 | No | N/A | 3 | 600 | 800 | 150 | 350 | 2025-01-01
9150581 | KLIMAIRE | KSIR036-H218 | KTIR036-H2G1 | 9 | 17.5 | 9.3 | No | N/A | 3 | 600 | 800 | 150 | 350 | 2025-01-01
8982510 | KLIMAIRE | KSIE018-H220-O | KTIR18-H2 | 12.5 | 20 | 9.1 | No | N/A | 3 | 600 | 800 | 150 | 350 | 2025-01-01
8929888 | KLIMAIRE | KSIE012-H120-O | KSIE012-H120-I | 12.5 | 20.1 | 8.2 | No | N/A | 1 | 400 | 600 | 100 | 300 | 2025-01-01
8929890 | KLIMAIRE | KSIE012-H220-O | KSIE012-H220-I | 13 | 21.3 | 8.4 | No | N/A | 1 | 400 | 600 | 100 | 300 | 2025-01-01
8929891 | KLIMAIRE | KSIE018-H220-O | KSIE018-H220-I | 13 | 19.9 | 8.1 | No | N/A | 1 | 400 | 600 | 100 | 300 | 2025-01-01
213244559 | Klimaire | KOIU36H2-1 | KIWU36H2-1A | 9 | 19 | 8.5 | No | N/A | 2 | 500 | 700 | 100 | 300 | 2025-01-01
213244560 | Klimaire | KOIQ12H1-4 | KIWQ12H1-4T | 10 | 19 | 8.5 | No | N/A | 2 | 500 | 700 | 100 | 300 | 2025-01-01
213244563 | Klimaire | KOIQ24H2-4 | KIWQ24H2-4T | 10 | 19 | 8.5 | No | N/A | 2 | 500 | 700 | 100 | 300 | 2025-01-01
213244564 | Klimaire | KOIQ36H2-4 | KIWQ36H2-4T | 9 | 19 | 8.5 | No | N/A | 2 | 500 | 700 | 100 | 300 | 2025-01-01
213244565 | Klimaire | KOIU09H1-1 | KIWU09H1-1A | 12.5 | 23 | 9 | No | N/A | 3 | 600 | 800 | 150 | 350 | 2025-01-01
214232409 | KLIMAIRE | KSIR060-H218-2(3) | KFUF060-H2G1 | 9.8 | 19.8 | 9 | No | N/A | 3 | 600 | 800 | 150 | 350 | 2025-01-01
214232410 | KLIMAIRE | KSIR060-H218-2(3) | KDIS060-H2G1 | 10.3 | 17 | 8.4 | No | N/A | 1 | 400 | 600 | 100 | 300 | 2025-01-01
10012426 | KLIMAIRE | KSIR036-H218 | KFUF036-H2G1 | 8 | 16 | 10 | No | N/A | 4 | 700 | 900 | 150 | 350 | 2025-01-01
10012427 | KLIMAIRE | KSIR048-H218 | KFUF048-H2G1 | 9.3 | 17.8 | 9 | No | N/A | 3 | 600 | 800 | 150 | 350 | 2025-01-01
213386500 | KLIMAIRE | KSIV030-H219-O-2 | KSIV030-H219-IW-2 | 10.5 | 18.6 | 8.7 | No | N/A | 2 | 500 | 700 | 100 | 300 | 2025-01-01
213386501 | KLIMAIRE | KSIV036-H219-O-2 | KSIV036-H219-IW-2 | 8.5 | 17.5 | 8.7 | No | N/A | 2 | 500 | 700 | 100 | 300 | 2025-01-01
212316044 | KLIMAIRE | KSIH024-H220-O-2 | KTIS24-H2 | 11 | 20.5 | 11.5 | No | N/A | 4 | 700 | 900 | 150 | 350 | 2025-01-01
212316045 | KLIMAIRE | KSIE024-H220-O-2 | KTIS24-H2 | 12.5 | 21.5 | 9.7 | No | N/A | 3 | 600 | 800 | 150 | 350 | 2025-01-01
212316046 | KLIMAIRE | KSIR036-H218-2 | KTIS36-H2 | 9.4 | 19.2 | 8.8 | No | N/A | 2 | 500 | 700 | 100 | 300 | 2025-01-01
212316047 | KLIMAIRE | KSIR048-H218-2 | KTIS48-H2 | 9.5 | 18.5 | 9.8 | No | N/A | 3 | 600 | 800 | 150 | 350 | 2025-01-01
213244561 | Klimaire | KOIQ12H2-4 | KIWQ12H2-4T | 10 | 19 | 8.5 | No | N/A | 2 | 500 | 700 | 100 | 300 | 2025-01-01
213244562 | Klimaire | KOIQ18H2-4 | KIWQ18H2-4T | 9.4 | 19 | 8.5 | No | N/A | 2 | 500 | 700 | 100 | 300 | 2025-01-01
213244566 | Klimaire | KOIU09H2-1 | KIWU09H2-1A | 13 | 23.5 | 9.2 | No | N/A | 3 | 600 | 800 | 150 | 350 | 2025-01-01
213244567 | Klimaire | KOIU12H1-1 | KIWU12H1-1A | 12.5 | 22 | 9 | No | N/A | 3 | 600 | 800 | 150 | 350 | 2025-01-01
213244568 | Klimaire | KOIU12H2-1 | KIWU12H2-1A | 13 | 23 | 9.5 | No | N/A | 3 | 600 | 800 | 150 | 350 | 2025-01-01
213244569 | Klimaire | KOIU18H2-1 | KIWU18H2-1A | 13 | 22 | 9 | No | N/A | 3 | 600 | 800 | 150 | 350 | 2025-01-01
213244570 | Klimaire | KOIU24H2-1 | KIWU24H2-1A | 12.5 | 20 | 9 | No | N/A | 3 | 600 | 800 | 150 | 350 | 2025-01-01
201863421 | KOOLKING | M4OF-36HFN1-M |  | 10 | 18.5 | 8.7 | No | N/A | 2 | 500 | 700 | 100 | 300 | 2025-01-01
201863422 | KOOLKING | M5OF-48HFN1-M |  | 10.1 | 18.3 | 9.6 | No | N/A | 3 | 600 | 800 | 150 | 350 | 2025-01-01
201863416 | KOOLKING | M2OF-18HFN1-M |  | 11.7 | 18.3 | 9 | No | N/A | 3 | 600 | 800 | 150 | 350 | 2025-01-01
201863420 | KOOLKING | M3OF-27HFN1-M |  | 11 | 20 | 8.5 | No | N/A | 2 | 500 | 700 | 100 | 300 | 2025-01-01
201863419 | KOOLKING | M4OF-36HFN1-M |  | 10.5 | 21.4 | 8.6 | No | N/A | 2 | 500 | 700 | 100 | 300 | 2025-01-01
205092287 | KOOLKING | M2OF-18HFN1-M |  | 12 | 22.4 | 9.1 | No | N/A | 3 | 600 | 800 | 150 | 350 | 2025-01-01
205092288 | KOOLKING | M3OF-27HFN1-M |  | 12.5 | 23 | 9.2 | No | N/A | 3 | 600 | 800 | 150 | 350 | 2025-01-01
205092289 | KOOLKING | M4OF-36HFN1-M |  | 11.5 | 22.5 | 9 | No | N/A | 3 | 600 | 800 | 150 | 350 | 2025-01-01
201863418 | KOOLKING | M3OF-27HFN1-M |  | 11.5 | 22 | 9.6 | No | N/A | 3 | 600 | 800 | 150 | 350 | 2025-01-01
201863423 | KOOLKING | M5OF-48HFN1-M |  | 11 | 20.5 | 8.8 | No | N/A | 2 | 500 | 700 | 100 | 300 | 2025-01-01
205092294 | KOOLKING | M5OF-48HFN1-M |  | 12.5 | 23.7 | 8.6 | No | N/A | 2 | 500 | 700 | 100 | 300 | 2025-01-01
205092297 | KOOLKING | MOCA30-18HFN1-MTOW | CCA3U-18HRFN1-M(C) | 12.5 | 20 | 9.8 | No | N/A | 3 | 600 | 800 | 150 | 350 | 2025-01-01
205092298 | KOOLKING | MOCA30-18HFN1-MTOW | MUEU-18HRFN1-M(C) | 12.5 | 19.9 | 9.9 | No | N/A | 3 | 600 | 800 | 150 | 350 | 2025-01-01
205092306 | KOOLKING | MOCA30-18HFN1-MT0W | CS11M-18HRFN1-MT0W | 12.5 | 19.4 | 8.9 | No | N/A | 2 | 500 | 700 | 100 | 300 | 2025-01-01
205092309 | KOOLKING | MOD30-24HFN1-MT0W | CS11M-23HRFN1-MT0W | 13 | 20 | 9.5 | No | N/A | 3 | 600 | 800 | 150 | 350 | 2025-01-01
205092315 | KOOLKING | MOB30-12HFN1-MV0W | CS11M-12HRFN1-MV0W | 13 | 19.9 | 9.1 | No | N/A | 3 | 600 | 800 | 150 | 350 | 2025-01-01
205092274 | KOOLKING | MOB30-09HFN1-MX0W | CS11M-09HRFN1-MX0W(A) | 14.5 | 23.1 | 9.9 | No | N/A | 3 | 600 | 800 | 150 | 350 | 2025-01-01
205092275 | KOOLKING | MOB30-12HFN1-MV0W | CS11M-12HRFN1-MU5W | 13 | 19.9 | 9.1 | No | N/A | 3 | 600 | 800 | 150 | 350 | 2025-01-01
205092276 | KOOLKING | MOB30-09HFN1-MX0W | CCA3U-09HRFN1-M(C) | 13 | 20 | 9.4 | No | N/A | 3 | 600 | 800 | 150 | 350 | 2025-01-01
205092277 | KOOLKING | MOB30-12HFN1-MV0W | CCA3U-12HRFN1-M(C) | 12.5 | 19.5 | 9.3 | No | N/A | 3 | 600 | 800 | 150 | 350 | 2025-01-01
205092278 | KOOLKING | MOB30-12HFN1-MV0W | CFAU-12HRFN1-M(C) | 12.5 | 19.4 | 9.4 | No | N/A | 3 | 600 | 800 | 150 | 350 | 2025-01-01
205092279 | KOOLKING | MOCA30-18HFN1-MT0W | CCA3U-18HRFN1-M(C) | 12.5 | 20 | 9.8 | No | N/A | 3 | 600 | 800 | 150 | 350 | 2025-01-01
205092280 | KOOLKING | MOCA30-18HFN1-MT0W | MUEU-18HRFN1-M(C) | 12.5 | 19.9 | 9.9 | No | N/A | 3 | 600 | 800 | 150 | 350 | 2025-01-01
205092281 | KOOLKING | MOD30-24HFN1-MT0W | MCDU-24HRFN1-M(C) | 11 | 20 | 9.6 | No | N/A | 3 | 600 | 800 | 150 | 350 | 2025-01-01
205092282 | KOOLKING | MOD30-24HFN1-MT0W | MUEU-24HRFN1-M(C) | 11.5 | 20 | 10 | No | N/A | 4 | 700 | 900 | 150 | 350 | 2025-01-01
205092283 | KOOLKING | MOD30U-36HFN1-M | MCD-36HRFN1-M(C) | 9 | 17.5 | 9.3 | No | N/A | 3 | 600 | 800 | 150 | 350 | 2025-01-01
205092284 | KOOLKING | MOD30U-36HFN1-M | MUE-36HRFN1-M(C) | 8 | 16 | 10 | No | N/A | 4 | 700 | 900 | 150 | 350 | 2025-01-01
205092285 | KOOLKING | MOE30U-48HFN1-M | MCD-48HRFN1-M(D) | 9.5 | 16.8 | 9 | No | N/A | 3 | 600 | 800 | 150 | 350 | 2025-01-01
205092286 | KOOLKING | MOE30U-48HFN1-M | MUE-48HRFN1-M(C) | 9.3 | 17.8 | 9 | No | N/A | 3 | 600 | 800 | 150 | 350 | 2025-01-01
201863411 | KOOLKING | MOB30-12HFN1-MV0W | MEHSU-12CHD2 | 11.7 | 19 | 10 | No | N/A | 4 | 700 | 900 | 150 | 350 | 2025-01-01
201863413 | KOOLKING | MOD30-24HFN1-MT0W | MEU-24MPH2 | 11.7 | 19.2 | 10.5 | No | N/A | 4 | 700 | 900 | 150 | 350 | 2025-01-01
205092296 | KOOLKING | MOCA30-18HFN1-MTOW | CS11M-18HRFN1-MT0W | 12.5 | 19.4 | 8.9 | No | N/A | 2 | 500 | 700 | 100 | 300 | 2025-01-01
204667288 | Kreeg | CKR 12-20 | CKR 12-20 | 13 | 21.3 | 8.4 | No | N/A | 1 | 400 | 600 | 100 | 300 | 2025-01-01
204667289 | Kreeg | CKR 18-20 | CKR 18-20 | 13 | 19.9 | 8.1 | No | N/A | 1 | 400 | 600 | 100 | 300 | 2025-01-01
214779546 | Kwiik | KKCA-12EX2-SCU | KKCA-12WA2-SCU | 12.25 | 23 | 10 | Yes | Both | 4 | 700 | 900 | 150 | 350 | 2025-01-01
214779547 | Kwiik | KKCA-18EX2-SCU | KKCA-18WA2-SCU | 12.95 | 21 | 10 | Yes | Both | 4 | 700 | 900 | 150 | 350 | 2025-01-01
207641305 | LBG Products | LMHB18DO |  | 12 | 19 | 9.8 | Yes | Both | 3 | 600 | 800 | 150 | 350 | 2025-01-01
207641307 | LBG Products | LMHB27DO |  | 11.7 | 21 | 9.2 | Yes | No | 3 | 600 | 800 | 150 | 350 | 2025-01-01
207641310 | LBG Products | LMHB36DO |  | 11 | 20 | 9.2 | No | N/A | 3 | 600 | 800 | 150 | 350 | 2025-01-01
207641314 | LBG Products | LMHB48DO |  | 10.8 | 20.5 | 9.7 | No | N/A | 3 | 600 | 800 | 150 | 350 | 2025-01-01
207641317 | LBG Products | LMUHB18DO |  | 12 | 19 | 9.3 | Yes | Both | 3 | 600 | 800 | 150 | 350 | 2025-01-01
207641319 | LBG Products | LMUHB27DO |  | 11.7 | 20 | 9.5 | Yes | Both | 3 | 600 | 800 | 150 | 350 | 2025-01-01
207641323 | LBG Products | LMUHB36DO |  | 11.7 | 19 | 10 | Yes | No | 4 | 700 | 900 | 150 | 350 | 2025-01-01
207641326 | LBG Products | LMUHB48DO |  | 11.7 | 20.9 | 9 | Yes | Both | 3 | 600 | 800 | 150 | 350 | 2025-01-01
207641322 | LBG Products | LMUHB36DO |  | 12.5 | 20 | 9.7 | Yes | Both | 3 | 600 | 800 | 150 | 350 | 2025-01-01
207641325 | LBG Products | LMUHB48DO |  | 11 | 21.2 | 10 | Yes | Both | 4 | 700 | 900 | 150 | 350 | 2025-01-01
207641320 | LBG Products | LMUHB27DO |  | 11.8 | 22.6 | 9.8 | Yes | Both | 3 | 600 | 800 | 150 | 350 | 2025-01-01
207641313 | LBG Products | LMHB48DO |  | 11 | 21.1 | 9.5 | No | N/A | 3 | 600 | 800 | 150 | 350 | 2025-01-01
207641316 | LBG Products | LMUHB18DO |  | 12.5 | 20.5 | 9 | Yes | Both | 3 | 600 | 800 | 150 | 350 | 2025-01-01
207641311 | LBG Products | LMHB36DO |  | 10.6 | 23.1 | 9.6 | No | N/A | 3 | 600 | 800 | 150 | 350 | 2025-01-01
207641308 | LBG Products | LMHB27DO |  | 12.2 | 23.5 | 9.2 | Yes | No | 3 | 600 | 800 | 150 | 350 | 2025-01-01
207641304 | LBG Products | LMHB18DO |  | 12.5 | 21 | 10.2 | Yes | No | 4 | 700 | 900 | 150 | 350 | 2025-01-01
206726759 | LBG Products | LMUH36DWO |  | 9 | 16 | 8.6 | No | N/A | 2 | 500 | 700 | 100 | 300 | 2025-01-01
206726762 | LBG Products | LMUH42DWO |  | 9 | 16 | 8.6 | No | N/A | 2 | 500 | 700 | 100 | 300 | 2025-01-01
206726756 | LBG Products | LMUH24DWO |  | 12 | 20 | 10 | No | N/A | 4 | 700 | 900 | 150 | 350 | 2025-01-01
206726751 | LBG Products | LMH42DTO |  | 10.4 | 21 | 8.6 | No | N/A | 2 | 500 | 700 | 100 | 300 | 2025-01-01
206726754 | LBG Products | LMUH18DWO |  | 12 | 20 | 10 | No | N/A | 4 | 700 | 900 | 150 | 350 | 2025-01-01
206726739 | LBG Products | LMH18DTO |  | 12.5 | 21 | 9 | No | N/A | 3 | 600 | 800 | 150 | 350 | 2025-01-01
206726748 | LBG Products | LMH36DTO |  | 11.8 | 21 | 8.6 | No | N/A | 2 | 500 | 700 | 100 | 300 | 2025-01-01
206726742 | LBG Products | LMH24DTO |  | 11.8 | 21 | 9 | No | N/A | 3 | 600 | 800 | 150 | 350 | 2025-01-01
206726745 | LBG Products | LMH30DTO |  | 11.8 | 20 | 8.6 | No | N/A | 2 | 500 | 700 | 100 | 300 | 2025-01-01
206726758 | LBG Products | LMUH24DWO |  | 10.5 | 18 | 8.6 | No | N/A | 2 | 500 | 700 | 100 | 300 | 2025-01-01
207641306 | LBG Products | LMHB18DO |  | 12.25 | 20 | 10 | Yes | No | 4 | 700 | 900 | 150 | 350 | 2025-01-01
207641309 | LBG Products | LMHB27DO |  | 11.95 | 22.25 | 9.2 | Yes | No | 3 | 600 | 800 | 150 | 350 | 2025-01-01
207641312 | LBG Products | LMHB36DO |  | 10.8 | 21.55 | 9.4 | No | N/A | 3 | 600 | 800 | 150 | 350 | 2025-01-01
207641315 | LBG Products | LMHB48DO |  | 10.9 | 20.8 | 9.6 | No | N/A | 3 | 600 | 800 | 150 | 350 | 2025-01-01
207641321 | LBG Products | LMUHB27DO |  | 11.75 | 21.3 | 9.65 | Yes | Both | 3 | 600 | 800 | 150 | 350 | 2025-01-01
207641318 | LBG Products | LMUHB18DO |  | 12.25 | 19.75 | 9.15 | Yes | Both | 3 | 600 | 800 | 150 | 350 | 2025-01-01
207641324 | LBG Products | LMUHB36DO |  | 12.1 | 19.5 | 9.85 | Yes | Both | 3 | 600 | 800 | 150 | 350 | 2025-01-01
207641327 | LBG Products | LMUHB48DO |  | 11.35 | 21.05 | 9.4 | Yes | Both | 3 | 600 | 800 | 150 | 350 | 2025-01-01
208130803 | LBG Products | LBHB09DUWO | LBHB09DUWI | 14.7 | 24 | 11.6 | Yes | Both | 4 | 700 | 900 | 150 | 350 | 2025-01-01
208130804 | LBG Products | LBHB12DUWO | LBHB12DUWI | 13 | 23.1 | 10.8 | Yes | Both | 4 | 700 | 900 | 150 | 350 | 2025-01-01
208130805 | LBG Products | LBHB18DUWO | LBHB18DUWI | 13.5 | 24 | 10.5 | Yes | Both | 4 | 700 | 900 | 150 | 350 | 2025-01-01
208130806 | LBG Products | LBHB24DUWO | LBHB24DUWI | 13 | 21 | 8.5 | Yes | No | 2 | 500 | 700 | 100 | 300 | 2025-01-01
208130807 | LBG Products | LBHB09DUWO | LMHB09DSI | 13 | 20 | 10 | Yes | Both | 4 | 700 | 900 | 150 | 350 | 2025-01-01
208130808 | LBG Products | LBHB12DUWO | LMHB12DSI | 14 | 22.7 | 10 | Yes | No | 4 | 700 | 900 | 150 | 350 | 2025-01-01
208130809 | LBG Products | LBHB18DUWO | LMHB18DSI | 12.5 | 20.5 | 10.5 | Yes | No | 4 | 700 | 900 | 150 | 350 | 2025-01-01
208130810 | LBG Products | LBHB24DUWO | LMHB24DSI | 12.5 | 21.5 | 9.7 | Yes | Both | 3 | 600 | 800 | 150 | 350 | 2025-01-01
208130811 | LBG Products | LUHB36DO | LUHB36DSI | 9.4 | 19.2 | 8.8 | No | N/A | 2 | 500 | 700 | 100 | 300 | 2025-01-01
208130812 | LBG Products | LUHB48DO | LUHB48DSI | 9.5 | 18.5 | 9.8 | No | N/A | 3 | 600 | 800 | 150 | 350 | 2025-01-01
208130813 | LBG Products | LBHB09DUWO | LMHB09DFI | 12.5 | 19.2 | 10.2 | Yes | Both | 4 | 700 | 900 | 150 | 350 | 2025-01-01
208130814 | LBG Products | LBHB12DUWO | LMHB12DFI | 11.7 | 19 | 10.3 | Yes | Both | 4 | 700 | 900 | 150 | 350 | 2025-01-01
208130815 | LBG Products | LBHB18DUWO | LMHB18DFI | 12.5 | 20 | 10.6 | Yes | No | 4 | 700 | 900 | 150 | 350 | 2025-01-01
208130816 | LBG Products | LBHB24DUWO | LMHB24DFI | 12.5 | 19 | 11.2 | Yes | Both | 4 | 700 | 900 | 150 | 350 | 2025-01-01
208130817 | LBG Products | LUHB36DO | LUHB36DFI | 8.8 | 15.8 | 8.8 | No | N/A | 2 | 500 | 700 | 100 | 300 | 2025-01-01
208130819 | LBG Products | LUHB60DO | LUHB60DFI | 10.3 | 17 | 8.4 | No | N/A | 1 | 400 | 600 | 100 | 300 | 2025-01-01
208130820 | LBG Products | LBHB12DUWO | LMHB12DZGI | 13 | 22.7 | 10.2 | Yes | Both | 4 | 700 | 900 | 150 | 350 | 2025-01-01
208130821 | LBG Products | LBHB18DUWO | LMHB18DZDI | 12.5 | 23 | 10 | Yes | No | 4 | 700 | 900 | 150 | 350 | 2025-01-01
208130822 | LBG Products | LBHB24DUWO | LMHB24DZDI | 12.5 | 21.2 | 10.3 | Yes | Both | 4 | 700 | 900 | 150 | 350 | 2025-01-01
208130823 | LBG Products | LUHB36DO | LUHB36DZDI | 8.5 | 19 | 9 | No | N/A | 3 | 600 | 800 | 150 | 350 | 2025-01-01
208130824 | LBG Products | LUHB48DO | LUHB48DZDI | 9.3 | 18.9 | 10 | Yes | Yes | 4 | 700 | 900 | 150 | 350 | 2025-01-01
208130825 | LBG Products | LUHB60DO | LUHB60DZDI | 9.8 | 19.8 | 9 | No | N/A | 3 | 600 | 800 | 150 | 350 | 2025-01-01
208130826 | LBG Products | LBHB06DVWO | LBHB06DVWI | 15 | 23.5 | 12 | Yes | Both | 4 | 700 | 900 | 150 | 350 | 2025-01-01
208130827 | LBG Products | LBHB09DVWO | LBHB09DUWI | 15.8 | 26.4 | 11.6 | Yes | Both | 4 | 700 | 900 | 150 | 350 | 2025-01-01
208130828 | LBG Products | LBHB12DVWO | LBHB12DUWI | 13 | 23.1 | 10.5 | Yes | Both | 4 | 700 | 900 | 150 | 350 | 2025-01-01
208130829 | LBG Products | LBHB18DVWO | LBHB18DUWI | 13 | 22 | 10.6 | Yes | Both | 4 | 700 | 900 | 150 | 350 | 2025-01-01
208130830 | LBG Products | LBHB24DVWO | LBHB24DUWI | 12.5 | 22.3 | 10.3 | Yes | Both | 4 | 700 | 900 | 150 | 350 | 2025-01-01
208130831 | LBG Products | LBHB09DVWO | LMHB09DSI | 13 | 20.5 | 10.3 | Yes | Both | 4 | 700 | 900 | 150 | 350 | 2025-01-01
208130832 | LBG Products | LBHB12DVWO | LMHB12DSI | 12.7 | 22.3 | 10.2 | Yes | Both | 4 | 700 | 900 | 150 | 350 | 2025-01-01
208130833 | LBG Products | LBHB18DVWO | LMHB18DSI | 12.5 | 20 | 9.5 | Yes | Both | 3 | 600 | 800 | 150 | 350 | 2025-01-01
208130834 | LBG Products | LBHB24DVWO | LMHB24DSI | 11 | 20.5 | 11.5 | Yes | Both | 4 | 700 | 900 | 150 | 350 | 2025-01-01
208130835 | LBG Products | LUUHB36DO | LUHB36DSI | 9.5 | 19.4 | 10.5 | Yes | Yes | 4 | 700 | 900 | 150 | 350 | 2025-01-01
208130836 | LBG Products | LUUHB48DO | LUHB48DSI | 8.3 | 16.8 | 10.7 | Yes | Yes | 4 | 700 | 900 | 150 | 350 | 2025-01-01
208130837 | LBG Products | LBHB09DVWO | LMHB09DFI | 13.2 | 20.2 | 12 | Yes | Both | 4 | 700 | 900 | 150 | 350 | 2025-01-01
208130838 | LBG Products | LBHB12DVWO | LMHB12DFI | 11.7 | 19.5 | 10 | Yes | Both | 4 | 700 | 900 | 150 | 350 | 2025-01-01
208130839 | LBG Products | LBHB18DVWO | LMHB18DFI | 11.7 | 18 | 9.5 | Yes | Both | 3 | 600 | 800 | 150 | 350 | 2025-01-01
208130840 | LBG Products | LBHB24DVWO | LMHB24DFI | 12 | 19.2 | 10.5 | Yes | Both | 4 | 700 | 900 | 150 | 350 | 2025-01-01
208130841 | LBG Products | LUUHB36DO | LUHB36DFI | 9 | 16.5 | 11 | Yes | Yes | 4 | 700 | 900 | 150 | 350 | 2025-01-01
208130843 | LBG Products | LBHB12DVWO | LMHB12DZGI | 13 | 23.6 | 10 | Yes | Both | 4 | 700 | 900 | 150 | 350 | 2025-01-01
208130844 | LBG Products | LBHB18DVWO | LMHB18DZDI | 12.5 | 20.5 | 9.8 | Yes | Both | 3 | 600 | 800 | 150 | 350 | 2025-01-01
208130845 | LBG Products | LBHB24DVWO | LMHB24DZDI | 11.7 | 20.5 | 11 | Yes | Both | 4 | 700 | 900 | 150 | 350 | 2025-01-01
208130846 | LBG Products | LUUHB36DO | LUHB36DZDI | 8.8 | 17.6 | 10 | Yes | Yes | 4 | 700 | 900 | 150 | 350 | 2025-01-01
208130847 | LBG Products | LUUHB48DO | LUHB48DZDI | 8.2 | 17 | 9.8 | Yes | Yes | 3 | 600 | 800 | 150 | 350 | 2025-01-01
207629153 | LBG Products | LBHB09DYWO | LBHB09DYWI | 16.5 | 29 | 22 | Yes | Both | 4 | 700 | 900 | 150 | 350 | 2025-01-01
207629154 | LBG Products | LBHB12DYWO | LBHB12DYWI | 14.3 | 27.5 | 14.5 | Yes | Both | 4 | 700 | 900 | 150 | 350 | 2025-01-01
207629155 | LBG Products | LBHB18DYWO | LBHB18DYWI | 13 | 21.5 | 11.4 | Yes | Both | 4 | 700 | 900 | 150 | 350 | 2025-01-01
207251113 | LBG Products | LBH30DTO | LBH30DTI | 10.5 | 18.6 | 8.7 | No | N/A | 2 | 500 | 700 | 100 | 300 | 2025-01-01
207251114 | LBG Products | LBH09ATO | LBH09ATI | 12.5 | 21.5 | 9.1 | Yes | Both | 3 | 600 | 800 | 150 | 350 | 2025-01-01
207251115 | LBG Products | LBH09DTO | LBH09DTI | 12.6 | 21.7 | 9.4 | Yes | Both | 3 | 600 | 800 | 150 | 350 | 2025-01-01
207251116 | LBG Products | LBH12ATO | LBH12ATI | 10.3 | 20.8 | 8.7 | No | N/A | 2 | 500 | 700 | 100 | 300 | 2025-01-01
207251117 | LBG Products | LBH24DTO | LBH24DTI | 9.5 | 18.5 | 8.6 | No | N/A | 2 | 500 | 700 | 100 | 300 | 2025-01-01
207251118 | LBG Products | LBH18DTO | LBH18DTI | 11 | 19.5 | 8.7 | No | N/A | 2 | 500 | 700 | 100 | 300 | 2025-01-01
207251119 | LBG Products | LBH36DTO | LBH36DTI | 8.5 | 17.5 | 8.7 | No | N/A | 2 | 500 | 700 | 100 | 300 | 2025-01-01
207251120 | LBG Products | LBH12DTO | LBH12DTI | 10.8 | 21.4 | 9.2 | No | N/A | 3 | 600 | 800 | 150 | 350 | 2025-01-01
206853244 | LBG Products | LBH18DWO | LBH18DWI | 12.5 | 20 | 8.5 | No | N/A | 2 | 500 | 700 | 100 | 300 | 2025-01-01
206853245 | LBG Products | LBH09DWO | LBH09DWI | 14.3 | 23 | 9.5 | No | N/A | 3 | 600 | 800 | 150 | 350 | 2025-01-01
206853246 | LBG Products | LBH12DWO | LBH12DWI | 12.5 | 23 | 9 | No | N/A | 3 | 600 | 800 | 150 | 350 | 2025-01-01
206853247 | LBG Products | LBH24DWO | LBH24DWI | 12.5 | 20 | 8.5 | No | N/A | 2 | 500 | 700 | 100 | 300 | 2025-01-01
206726722 | LBG Products | LBH09ASO | LBH09ASI | 9.55 | 17 | 8.3 | No | N/A | 1 | 400 | 600 | 100 | 300 | 2025-01-01
206726727 | LBG Products | LBH24DSO | LBH24DSI | 10.95 | 18.5 | 8.5 | No | N/A | 2 | 500 | 700 | 100 | 300 | 2025-01-01
206726728 | LBG Products | LBH09AWO | LBH09AWI | 14 | 26.5 | 10 | No | N/A | 4 | 700 | 900 | 150 | 350 | 2025-01-01
206726729 | LBG Products | LBH12AWO | LBH12AWI | 12.5 | 25 | 9 | No | N/A | 3 | 600 | 800 | 150 | 350 | 2025-01-01
213614233 | LBG Products | LBHB09ARO | LBHB09ARI | 10.1 | 17 | 9 | No | N/A | 3 | 600 | 800 | 150 | 350 | 2025-01-01
213614234 | LBG Products | LBHB12ARO | LBHB12ARI | 8.8 | 17.4 | 8.7 | No | N/A | 2 | 500 | 700 | 100 | 300 | 2025-01-01
213614235 | LBG Products | LBHB09DRO | LBHB09DRI | 10.5 | 18.5 | 8.8 | No | N/A | 2 | 500 | 700 | 100 | 300 | 2025-01-01
213614236 | LBG Products | LBHB12DRO | LBHB12DRI | 8.8 | 17.6 | 8.8 | No | N/A | 2 | 500 | 700 | 100 | 300 | 2025-01-01
213614237 | LBG Products | LBHB18DRO | LBHB18DRI | 9.9 | 18.3 | 8.7 | No | N/A | 2 | 500 | 700 | 100 | 300 | 2025-01-01
204631571 | LENNOX | VPB048H4M-3P |  | 9.8 | 17.3 | 9 | No | N/A | 3 | 600 | 800 | 150 | 350 | 2025-01-01
214728289 | LENNOX | GMV-36WL/C-T(U) |  | 10.6 | 18 | 8.2 | No | N/A | 1 | 400 | 600 | 100 | 300 | 2025-01-01
214728290 | LENNOX | GMV-48WL/C-T(U) |  | 8.8 | 16 | 8.5 | No | N/A | 2 | 500 | 700 | 100 | 300 | 2025-01-01
214728291 | LENNOX | GMV-60WL/C-T(U) |  | 9.5 | 18 | 8.5 | No | N/A | 2 | 500 | 700 | 100 | 300 | 2025-01-01
216369720 | LENNOX | VPC024H5M-3P |  | 11.7 | 17 | 9 | Yes | Both | 3 | 600 | 800 | 150 | 350 | 2025-01-01
216369721 | LENNOX | VPC030H5M-3P |  | 12 | 17.8 | 9.8 | Yes | Both | 3 | 600 | 800 | 150 | 350 | 2025-01-01
216054509 | LENNOX | VPD036S6M-5P |  | 12 | 19 | 10 | Yes | Both | 4 | 700 | 900 | 150 | 350 | 2025-01-01
216054510 | LENNOX | VPD048S6M-5P |  | 11.7 | 19 | 10 | Yes | Both | 4 | 700 | 900 | 150 | 350 | 2025-01-01
216054511 | LENNOX | VPD060S6M-5P |  | 10 | 16.5 | 9.5 | No | N/A | 3 | 600 | 800 | 150 | 350 | 2025-01-01
216054512 | LENNOX | VPD060H6M-5P |  | 11.7 | 19 | 10.5 | Yes | Both | 4 | 700 | 900 | 150 | 350 | 2025-01-01
217197054 | LENNOX | VPC018H5M-3P* |  | 11.7 | 17 | 9 | Yes | Both | 3 | 600 | 800 | 150 | 350 | 2025-01-01
217197055 | LENNOX | VPC024H5M-3P* |  | 11.7 | 17 | 9 | Yes | Both | 3 | 600 | 800 | 150 | 350 | 2025-01-01
217197059 | LENNOX | VPC060H5M-3P* |  | 9 | 17 | 9.2 | Yes | Yes | 3 | 600 | 800 | 150 | 350 | 2025-01-01
216760267 | LENNOX | MMPD048S6M-1P |  | 11.7 | 20 | 8.6 | Yes | No | 2 | 500 | 700 | 100 | 300 | 2025-01-01
216760268 | LENNOX | MMPD036S6M-1P |  | 11.7 | 19 | 8.6 | Yes | No | 2 | 500 | 700 | 100 | 300 | 2025-01-01
216760269 | LENNOX | MMPD024S6M-1P |  | 11.7 | 19 | 8.6 | Yes | No | 2 | 500 | 700 | 100 | 300 | 2025-01-01
216760270 | LENNOX | MMPD020S6M-1P |  | 11.7 | 18 | 8.6 | Yes | No | 2 | 500 | 700 | 100 | 300 | 2025-01-01
216760279 | LENNOX | MMLD036S6M-1P |  | 11.7 | 18.5 | 8.5 | Yes | Both | 2 | 500 | 700 | 100 | 300 | 2025-01-01
216760280 | LENNOX | MMLD030S6M-1P |  | 13 | 20 | 9.5 | Yes | Both | 3 | 600 | 800 | 150 | 350 | 2025-01-01
216760281 | LENNOX | MMLD024S6M-1P |  | 13.5 | 20 | 9.5 | Yes | Both | 3 | 600 | 800 | 150 | 350 | 2025-01-01
216760282 | LENNOX | MMLD020S6M-1P |  | 13.45 | 20.5 | 9.5 | Yes | Both | 3 | 600 | 800 | 150 | 350 | 2025-01-01
217197056 | LENNOX | VPC030H5M-3P* |  | 12 | 17.8 | 9.8 | Yes | Both | 3 | 600 | 800 | 150 | 350 | 2025-01-01
217197057 | LENNOX | VPC036H5M-3P* |  | 12 | 17.8 | 9.6 | Yes | Both | 3 | 600 | 800 | 150 | 350 | 2025-01-01
217197058 | LENNOX | VPC048H5M-3P* |  | 11.7 | 17.6 | 10 | Yes | Both | 4 | 700 | 900 | 150 | 350 | 2025-01-01
201862948 | LENNOX | VPA036H4*2P |  | 11.7 | 17.3 | 9.1 | No | N/A | 3 | 600 | 800 | 150 | 350 | 2025-01-01
203343590 | LENNOX | MPB018S4M-2P |  | 11.7 | 18.3 | 9 | Yes | No | 3 | 600 | 800 | 150 | 350 | 2025-01-01
204330673 | LENNOX | MLA036S4M-1P |  | 11.7 | 19 | 9.5 | No | N/A | 3 | 600 | 800 | 150 | 350 | 2025-01-01
204330675 | LENNOX | MPB018S4M-1P |  | 11.7 | 18.3 | 9 | Yes | No | 3 | 600 | 800 | 150 | 350 | 2025-01-01
204631569 | LENNOX | VPB036H4M-3P |  | 11.7 | 17 | 9.2 | No | N/A | 3 | 600 | 800 | 150 | 350 | 2025-01-01
204631573 | LENNOX | VPB060H4M-3P |  | 9 | 16.6 | 8.7 | No | N/A | 2 | 500 | 700 | 100 | 300 | 2025-01-01
207699117 | LENNOX | MPC024S4M-1P |  | 11.7 | 16 | 8.6 | Yes | Both | 2 | 500 | 700 | 100 | 300 | 2025-01-01
207699102 | LENNOX | MPC048S4M-1P |  | 10.8 | 20.4 | 9.7 | No | N/A | 3 | 600 | 800 | 150 | 350 | 2025-01-01
207699105 | LENNOX | MLB036S4M-1P |  | 11.7 | 18.8 | 10 | Yes | No | 4 | 700 | 900 | 150 | 350 | 2025-01-01
207699108 | LENNOX | MLB048S4M-2P |  | 11.7 | 20.9 | 9 | Yes | Both | 3 | 600 | 800 | 150 | 350 | 2025-01-01
207699111 | LENNOX | MPC030S4M-1P |  | 11.7 | 20.7 | 9.2 | Yes | No | 3 | 600 | 800 | 150 | 350 | 2025-01-01
207768722 | LENNOX | MPC018S4M-1P |  | 12 | 19 | 9.8 | Yes | Both | 3 | 600 | 800 | 150 | 350 | 2025-01-01
207768731 | LENNOX | MLB030S4M-1P |  | 11.7 | 20 | 9.5 | Yes | Both | 3 | 600 | 800 | 150 | 350 | 2025-01-01
207768725 | LENNOX | MPC036S4M-1P |  | 11 | 20 | 9.2 | No | N/A | 3 | 600 | 800 | 150 | 350 | 2025-01-01
207768728 | LENNOX | MLB018S4M-1P |  | 12 | 19 | 9.3 | Yes | Both | 3 | 600 | 800 | 150 | 350 | 2025-01-01
212608405 | LENNOX | VPC018H4M-3P* |  | 11.7 | 17.15 | 8.85 | Yes | No | 2 | 500 | 700 | 100 | 300 | 2025-01-01
212608409 | LENNOX | VPC036H4M-3PD* |  | 11.7 | 17.7 | 9.2 | Yes | No | 3 | 600 | 800 | 150 | 350 | 2025-01-01
212608411 | LENNOX | VPC024H4M-3P* |  | 10.8 | 17.2 | 8.85 | No | N/A | 2 | 500 | 700 | 100 | 300 | 2025-01-01
212608413 | LENNOX | VPC036H4M-3PS* |  | 9.45 | 17.4 | 8.8 | No | N/A | 2 | 500 | 700 | 100 | 300 | 2025-01-01
212608420 | LENNOX | VPC060H4M-3P* |  | 8.9 | 17.2 | 8.7 | No | N/A | 2 | 500 | 700 | 100 | 300 | 2025-01-01
212608417 | LENNOX | VPC048H4M-3P* |  | 9.4 | 17.3 | 9 | No | N/A | 3 | 600 | 800 | 150 | 350 | 2025-01-01
212406546 | LENNOX | VPC036H4M-3PD |  | 11.7 | 17.7 | 9.2 | No | N/A | 3 | 600 | 800 | 150 | 350 | 2025-01-01
216369719 | LENNOX | VPC018H5M-3P |  | 11.7 | 17 | 9 | Yes | Both | 3 | 600 | 800 | 150 | 350 | 2025-01-01
216369722 | LENNOX | VPC036H5M-3P |  | 12 | 17.8 | 9.6 | Yes | Both | 3 | 600 | 800 | 150 | 350 | 2025-01-01
216369723 | LENNOX | VPC048H5M-3P |  | 11.7 | 17.6 | 10 | Yes | Both | 4 | 700 | 900 | 150 | 350 | 2025-01-01
216369724 | LENNOX | VPC060H5M-3P |  | 9 | 17 | 9.2 | Yes | Yes | 3 | 600 | 800 | 150 | 350 | 2025-01-01
209179141 | LENNOX | LIZ018HO-210P432-1 |  | 12 | 21 | 10 | No | N/A | 4 | 700 | 900 | 150 | 350 | 2025-01-01
209179153 | LENNOX | LIZ042HO-210P432-1 |  | 12 | 21 | 10 | No | N/A | 4 | 700 | 900 | 150 | 350 | 2025-01-01
209179147 | LENNOX | LIZ030HO-210P432-1 |  | 12.5 | 21 | 10 | No | N/A | 4 | 700 | 900 | 150 | 350 | 2025-01-01
209179150 | LENNOX | LIZ036HO-210P432-1 |  | 12 | 21 | 10 | No | N/A | 4 | 700 | 900 | 150 | 350 | 2025-01-01
209179144 | LENNOX | LIZ024HO-210P432-1 |  | 12.5 | 21 | 10 | No | N/A | 4 | 700 | 900 | 150 | 350 | 2025-01-01
212608419 | LENNOX | VPC060H4M-3P* |  | 9.5 | 18.8 | 9 | No | N/A | 3 | 600 | 800 | 150 | 350 | 2025-01-01
212608404 | LENNOX | VPC018H4M-3P* |  | 12.5 | 19.2 | 9.4 | Yes | No | 3 | 600 | 800 | 150 | 350 | 2025-01-01
212608416 | LENNOX | VPC048H4M-3P* |  | 11 | 19 | 9.3 | No | N/A | 3 | 600 | 800 | 150 | 350 | 2025-01-01
207768727 | LENNOX | MLB018S4M-1P |  | 12.5 | 21.7 | 9.8 | Yes | Both | 3 | 600 | 800 | 150 | 350 | 2025-01-01
207768730 | LENNOX | MLB030S4M-1P |  | 12.5 | 23 | 10.6 | Yes | Both | 4 | 700 | 900 | 150 | 350 | 2025-01-01
207768721 | LENNOX | MPC018S4M-1P |  | 13.9 | 22.9 | 10.5 | Yes | No | 4 | 700 | 900 | 150 | 350 | 2025-01-01
207768724 | LENNOX | MPC036S4M-1P |  | 11.7 | 23.9 | 9.5 | Yes | No | 3 | 600 | 800 | 150 | 350 | 2025-01-01
207699116 | LENNOX | MPC024S4M-1P |  | 13.4 | 24.6 | 10 | Yes | Both | 4 | 700 | 900 | 150 | 350 | 2025-01-01
207699107 | LENNOX | MLB048S4M-2P |  | 11.7 | 21.8 | 9.8 | Yes | Both | 3 | 600 | 800 | 150 | 350 | 2025-01-01
207699110 | LENNOX | MPC030S4M-1P |  | 12.7 | 24.6 | 9.3 | Yes | No | 3 | 600 | 800 | 150 | 350 | 2025-01-01
207699101 | LENNOX | MPC048S4M-1P |  | 12.3 | 23.4 | 8.7 | Yes | No | 2 | 500 | 700 | 100 | 300 | 2025-01-01
207699104 | LENNOX | MLB036S4M-1P |  | 13.6 | 22.2 | 10.3 | Yes | Both | 4 | 700 | 900 | 150 | 350 | 2025-01-01
204631574 | LENNOX | VPB060H4M-3P |  | 9.5 | 18.8 | 9 | No | N/A | 3 | 600 | 800 | 150 | 350 | 2025-01-01
203343585 | LENNOX | MLA018S4M-2P |  | 12.5 | 21.5 | 9 | Yes | Both | 3 | 600 | 800 | 150 | 350 | 2025-01-01
203343586 | LENNOX | MPB018S4M-2P |  | 12 | 22.4 | 9.1 | Yes | No | 3 | 600 | 800 | 150 | 350 | 2025-01-01
203343587 | LENNOX | MPB030S4M-2P |  | 12.5 | 23 | 9.2 | Yes | No | 3 | 600 | 800 | 150 | 350 | 2025-01-01
201771983 | LENNOX | MPB018S4M-1P |  | 12 | 22.4 | 9.1 | Yes | No | 3 | 600 | 800 | 150 | 350 | 2025-01-01
201771984 | LENNOX | MPB030S4M-1P |  | 12.5 | 23 | 9.2 | Yes | No | 3 | 600 | 800 | 150 | 350 | 2025-01-01
201771986 | LENNOX | MPB048S4M-1P |  | 12.5 | 23.7 | 8.6 | Yes | No | 2 | 500 | 700 | 100 | 300 | 2025-01-01
201771987 | LENNOX | MLA018S4M-1P |  | 12.5 | 21.5 | 9 | Yes | Both | 3 | 600 | 800 | 150 | 350 | 2025-01-01
201771989 | LENNOX | MLA036S4M-1P |  | 13.5 | 21.5 | 9.5 | Yes | Both | 3 | 600 | 800 | 150 | 350 | 2025-01-01
10569060 | LENNOX | LIZ042HO-210P432 |  | 10.4 | 21 | 8.6 | No | N/A | 2 | 500 | 700 | 100 | 300 | 2025-01-01
10569056 | LENNOX | LIZ036HO-210P432 |  | 11.8 | 21 | 8.6 | No | N/A | 2 | 500 | 700 | 100 | 300 | 2025-01-01
10569052 | LENNOX | LIZ030HO-210P432 |  | 11.8 | 20 | 8.6 | No | N/A | 2 | 500 | 700 | 100 | 300 | 2025-01-01
10569044 | LENNOX | LIZ018HO-210P432 |  | 12.5 | 21 | 9 | No | N/A | 3 | 600 | 800 | 150 | 350 | 2025-01-01
10569046 | LENNOX | LIZ024HO-210P432 |  | 11.8 | 21 | 9 | No | N/A | 3 | 600 | 800 | 150 | 350 | 2025-01-01
10062010 | LENNOX | MPB018S4M-1P |  | 12 | 22.4 | 9.1 | Yes | No | 3 | 600 | 800 | 150 | 350 | 2025-01-01
10062012 | LENNOX | MPB030S4M-1P |  | 12.5 | 23 | 9.2 | Yes | No | 3 | 600 | 800 | 150 | 350 | 2025-01-01
217197061 | LENNOX | VPC024H5M-3P* |  | 11.7 | 18.5 | 10 | Yes | Both | 4 | 700 | 900 | 150 | 350 | 2025-01-01
217197062 | LENNOX | VPC030H5M-3P* |  | 14 | 20 | 10.1 | Yes | Both | 4 | 700 | 900 | 150 | 350 | 2025-01-01
217197063 | LENNOX | VPC036H5M-3P* |  | 13.3 | 20 | 10.1 | Yes | Both | 4 | 700 | 900 | 150 | 350 | 2025-01-01
212608406 | LENNOX | VPC024H4M-3P* |  | 12.2 | 18.8 | 9.2 | Yes | No | 3 | 600 | 800 | 150 | 350 | 2025-01-01
212608407 | LENNOX | VPC036H4M-3PS* |  | 11.7 | 18.4 | 9 | Yes | No | 3 | 600 | 800 | 150 | 350 | 2025-01-01
212608408 | LENNOX | VPC036H4M-3PD* |  | 12.1 | 19.2 | 9.5 | Yes | No | 3 | 600 | 800 | 150 | 350 | 2025-01-01
216760275 | LENNOX | MMLD036S6M-1P |  | 12.5 | 21.5 | 9.5 | Yes | Both | 3 | 600 | 800 | 150 | 350 | 2025-01-01
216760276 | LENNOX | MMLD030S6M-1P |  | 13.5 | 22.5 | 10 | Yes | Both | 4 | 700 | 900 | 150 | 350 | 2025-01-01
216760277 | LENNOX | MMLD024S6M-1P |  | 14.55 | 23 | 10.4 | Yes | Both | 4 | 700 | 900 | 150 | 350 | 2025-01-01
216760278 | LENNOX | MMLD020S6M-1P |  | 15 | 23 | 10.5 | Yes | Both | 4 | 700 | 900 | 150 | 350 | 2025-01-01
216760263 | LENNOX | MMPD048S6M-1P |  | 11.7 | 21 | 9 | Yes | No | 3 | 600 | 800 | 150 | 350 | 2025-01-01
216760264 | LENNOX | MMPD036S6M-1P |  | 12.5 | 22.5 | 9.5 | Yes | No | 3 | 600 | 800 | 150 | 350 | 2025-01-01
216760265 | LENNOX | MMPD024S6M-1P |  | 12.7 | 22.5 | 9.5 | Yes | No | 3 | 600 | 800 | 150 | 350 | 2025-01-01
216760266 | LENNOX | MMPD020S6M-1P |  | 12.7 | 20 | 9 | Yes | No | 3 | 600 | 800 | 150 | 350 | 2025-01-01
217197060 | LENNOX | VPC018H5M-3P* |  | 12 | 17.5 | 10 | Yes | Both | 4 | 700 | 900 | 150 | 350 | 2025-01-01
217197064 | LENNOX | VPC048H5M-3P* |  | 11.7 | 20 | 10.1 | Yes | Both | 4 | 700 | 900 | 150 | 350 | 2025-01-01
217197065 | LENNOX | VPC060H5M-3P* |  | 9.5 | 19.5 | 10.1 | Yes | Yes | 4 | 700 | 900 | 150 | 350 | 2025-01-01
216054505 | LENNOX | VPD036S6M-5P |  | 13.5 | 22 | 11 | Yes | Both | 4 | 700 | 900 | 150 | 350 | 2025-01-01
216054506 | LENNOX | VPD048S6M-5P |  | 12.4 | 21.3 | 10.5 | Yes | Both | 4 | 700 | 900 | 150 | 350 | 2025-01-01
216054507 | LENNOX | VPD060S6M-5P |  | 12 | 20 | 10.2 | Yes | Both | 4 | 700 | 900 | 150 | 350 | 2025-01-01
216054508 | LENNOX | VPD060H6M-5P |  | 13.8 | 23 | 11 | Yes | Both | 4 | 700 | 900 | 150 | 350 | 2025-01-01
216369725 | LENNOX | VPC018H5M-3P |  | 12 | 17.5 | 10 | Yes | Both | 4 | 700 | 900 | 150 | 350 | 2025-01-01
216369726 | LENNOX | VPC024H5M-3P |  | 11.7 | 18.5 | 10 | Yes | Both | 4 | 700 | 900 | 150 | 350 | 2025-01-01
216369727 | LENNOX | VPC030H5M-3P |  | 14 | 20 | 10.1 | Yes | Both | 4 | 700 | 900 | 150 | 350 | 2025-01-01
216369728 | LENNOX | VPC036H5M-3P |  | 13.3 | 20 | 10.1 | Yes | Both | 4 | 700 | 900 | 150 | 350 | 2025-01-01
216369729 | LENNOX | VPC048H5M-3P |  | 11.7 | 20 | 10.1 | Yes | Both | 4 | 700 | 900 | 150 | 350 | 2025-01-01
216369730 | LENNOX | VPC060H5M-3P |  | 9.5 | 19.5 | 10.1 | Yes | Yes | 4 | 700 | 900 | 150 | 350 | 2025-01-01
214728284 | LENNOX | GMV-24WL/C-T(U) |  | 10.5 | 18 | 8.5 | No | N/A | 2 | 500 | 700 | 100 | 300 | 2025-01-01
214728285 | LENNOX | GMV-28WL/C-T(U) |  | 10.5 | 18 | 8.5 | No | N/A | 2 | 500 | 700 | 100 | 300 | 2025-01-01
214728286 | LENNOX | GMV-36WL/C-T(U) |  | 11.5 | 22 | 9.8 | No | N/A | 3 | 600 | 800 | 150 | 350 | 2025-01-01
214728287 | LENNOX | GMV-48WL/C-T(U) |  | 10.5 | 22 | 9.8 | No | N/A | 3 | 600 | 800 | 150 | 350 | 2025-01-01
214728288 | LENNOX | GMV-60WL/C-T(U) |  | 10.5 | 20 | 9.8 | No | N/A | 3 | 600 | 800 | 150 | 350 | 2025-01-01
204631570 | LENNOX | VPB036H4M-3P |  | 12.1 | 19.2 | 9.5 | No | N/A | 3 | 600 | 800 | 150 | 350 | 2025-01-01
204631572 | LENNOX | VPB048H4M-3P |  | 10.8 | 18.8 | 9.3 | No | N/A | 3 | 600 | 800 | 150 | 350 | 2025-01-01
216369731 | LENNOX | VPC018H5M-3P |  | 11.85 | 17.25 | 9.5 | Yes | Both | 3 | 600 | 800 | 150 | 350 | 2025-01-01
216369732 | LENNOX | VPC024H5M-3P |  | 11.7 | 17.75 | 9.5 | Yes | Both | 3 | 600 | 800 | 150 | 350 | 2025-01-01
216369733 | LENNOX | VPC030H5M-3P |  | 13 | 18.9 | 9.95 | Yes | Both | 3 | 600 | 800 | 150 | 350 | 2025-01-01
216369734 | LENNOX | VPC036H5M-3P |  | 12.65 | 18.9 | 9.85 | Yes | Both | 3 | 600 | 800 | 150 | 350 | 2025-01-01
216369735 | LENNOX | VPC048H5M-3P |  | 11.7 | 18.8 | 10.05 | Yes | Both | 4 | 700 | 900 | 150 | 350 | 2025-01-01
216369736 | LENNOX | VPC060H5M-3P |  | 9.5 | 18.25 | 9.65 | Yes | Yes | 3 | 600 | 800 | 150 | 350 | 2025-01-01
212578848 | LENNOX | VPC036H4M-3PD |  | 11.9 | 18.45 | 9.35 | No | N/A | 3 | 600 | 800 | 150 | 350 | 2025-01-01
217197066 | LENNOX | VPC018H5M-3P* |  | 11.85 | 17.25 | 9.5 | Yes | Both | 3 | 600 | 800 | 150 | 350 | 2025-01-01
217197067 | LENNOX | VPC024H5M-3P* |  | 11.7 | 17.75 | 9.5 | Yes | Both | 3 | 600 | 800 | 150 | 350 | 2025-01-01
217197071 | LENNOX | VPC060H5M-3P* |  | 9.5 | 18.25 | 9.65 | Yes | Yes | 3 | 600 | 800 | 150 | 350 | 2025-01-01
202119246 | LENNOX | MLA018S4M-1P |  | 11.75 | 19.25 | 8.5 | No | N/A | 2 | 500 | 700 | 100 | 300 | 2025-01-01
202119247 | LENNOX | MLA030S4M-1P |  | 11.75 | 20 | 8.5 | No | N/A | 2 | 500 | 700 | 100 | 300 | 2025-01-01
202119248 | LENNOX | MLA036S4M-1P |  | 12.6 | 20.25 | 9.5 | No | N/A | 3 | 600 | 800 | 150 | 350 | 2025-01-01
216760271 | LENNOX | MMPD048S6M-1P |  | 11.7 | 20.5 | 8.8 | Yes | No | 2 | 500 | 700 | 100 | 300 | 2025-01-01
216760272 | LENNOX | MMPD036S6M-1P |  | 12.1 | 20.75 | 9.05 | Yes | No | 3 | 600 | 800 | 150 | 350 | 2025-01-01
216760273 | LENNOX | MMPD024S6M-1P |  | 12.2 | 20.75 | 9.05 | Yes | No | 3 | 600 | 800 | 150 | 350 | 2025-01-01
216760274 | LENNOX | MMPD020S6M-1P |  | 12.2 | 19 | 8.8 | Yes | No | 2 | 500 | 700 | 100 | 300 | 2025-01-01
216760283 | LENNOX | MMLD036S6M-1P |  | 12.1 | 20 | 9 | Yes | Both | 3 | 600 | 800 | 150 | 350 | 2025-01-01
216760284 | LENNOX | MMLD030S6M-1P |  | 13.25 | 21.25 | 9.75 | Yes | Both | 3 | 600 | 800 | 150 | 350 | 2025-01-01
216760285 | LENNOX | MMLD024S6M-1P |  | 14 | 21.5 | 9.95 | Yes | Both | 3 | 600 | 800 | 150 | 350 | 2025-01-01
216760286 | LENNOX | MMLD020S6M-1P |  | 14.2 | 21.75 | 10 | Yes | Both | 4 | 700 | 900 | 150 | 350 | 2025-01-01
217197068 | LENNOX | VPC030H5M-3P* |  | 13 | 18.9 | 9.95 | Yes | Both | 3 | 600 | 800 | 150 | 350 | 2025-01-01
217197069 | LENNOX | VPC036H5M-3P* |  | 12.65 | 18.9 | 9.85 | Yes | Both | 3 | 600 | 800 | 150 | 350 | 2025-01-01
217197070 | LENNOX | VPC048H5M-3P* |  | 11.7 | 18.8 | 10.05 | Yes | Both | 4 | 700 | 900 | 150 | 350 | 2025-01-01
202119242 | LENNOX | MPB018S4M-1P |  | 11.85 | 20.35 | 9.05 | Yes | No | 3 | 600 | 800 | 150 | 350 | 2025-01-01
202119243 | LENNOX | MPB030S4M-1P |  | 11.75 | 21.5 | 8.85 | Yes | No | 2 | 500 | 700 | 100 | 300 | 2025-01-01
203343589 | LENNOX | MLA018S4M-2P |  | 11.75 | 19.25 | 8.5 | No | N/A | 2 | 500 | 700 | 100 | 300 | 2025-01-01
204631575 | LENNOX | VPB036H4M-3P |  | 11.9 | 18.1 | 9.35 | No | N/A | 3 | 600 | 800 | 150 | 350 | 2025-01-01
204631576 | LENNOX | VPB048H4M-3P |  | 10.3 | 18.05 | 9.15 | No | N/A | 3 | 600 | 800 | 150 | 350 | 2025-01-01
204631577 | LENNOX | VPB060H4M-3P |  | 9.25 | 17.7 | 8.85 | No | N/A | 2 | 500 | 700 | 100 | 300 | 2025-01-01
205464006 | LENNOX | MPB018S4M-2P |  | 11.85 | 20.35 | 9.05 | Yes | No | 3 | 600 | 800 | 150 | 350 | 2025-01-01
207699118 | LENNOX | MPC024S4M-1P |  | 12.55 | 20.3 | 9.3 | Yes | Both | 3 | 600 | 800 | 150 | 350 | 2025-01-01
207699103 | LENNOX | MPC048S4M-1P |  | 11.55 | 21.9 | 9.2 | No | N/A | 3 | 600 | 800 | 150 | 350 | 2025-01-01
207699112 | LENNOX | MPC030S4M-1P |  | 12.2 | 22.65 | 9.25 | Yes | No | 3 | 600 | 800 | 150 | 350 | 2025-01-01
207699109 | LENNOX | MLB048S4M-2P |  | 11.7 | 21.35 | 9.4 | Yes | Both | 3 | 600 | 800 | 150 | 350 | 2025-01-01
207699106 | LENNOX | MLB036S4M-1P |  | 12.65 | 20.5 | 10.15 | Yes | Both | 4 | 700 | 900 | 150 | 350 | 2025-01-01
207768723 | LENNOX | MPC018S4M-1P |  | 12.95 | 20.95 | 10.15 | Yes | No | 4 | 700 | 900 | 150 | 350 | 2025-01-01
207768732 | LENNOX | MLB030S4M-1P |  | 12.1 | 21.5 | 10.05 | Yes | Both | 4 | 700 | 900 | 150 | 350 | 2025-01-01
207768729 | LENNOX | MLB018S4M-1P |  | 12.25 | 20.35 | 9.55 | Yes | Both | 3 | 600 | 800 | 150 | 350 | 2025-01-01
207768726 | LENNOX | MPC036S4M-1P |  | 11.35 | 21.95 | 9.35 | No | N/A | 3 | 600 | 800 | 150 | 350 | 2025-01-01
212608421 | LENNOX | VPC060H4M-3P* |  | 9.2 | 18 | 8.85 | No | N/A | 2 | 500 | 700 | 100 | 300 | 2025-01-01
212608414 | LENNOX | VPC036H4M-3PS* |  | 10.58 | 17.9 | 8.9 | No | N/A | 2 | 500 | 700 | 100 | 300 | 2025-01-01
212608415 | LENNOX | VPC036H4M-3PD* |  | 11.9 | 18.45 | 9.35 | Yes | No | 3 | 600 | 800 | 150 | 350 | 2025-01-01
212608412 | LENNOX | VPC024H4M-3P* |  | 11.5 | 18 | 9.03 | No | N/A | 3 | 600 | 800 | 150 | 350 | 2025-01-01
212608410 | LENNOX | VPC018H4M-3P* |  | 12.1 | 18.18 | 9.13 | Yes | No | 3 | 600 | 800 | 150 | 350 | 2025-01-01
212608418 | LENNOX | VPC048H4M-3P* |  | 10.2 | 18.15 | 9.15 | No | N/A | 3 | 600 | 800 | 150 | 350 | 2025-01-01
209179143 | LENNOX | LIZ018HO-210P432-1 |  | 11.5 | 18.5 | 9 | No | N/A | 3 | 600 | 800 | 150 | 350 | 2025-01-01
209179146 | LENNOX | LIZ024HO-210P432-1 |  | 11.75 | 18.5 | 9 | No | N/A | 3 | 600 | 800 | 150 | 350 | 2025-01-01
209179149 | LENNOX | LIZ030HO-210P432-1 |  | 11.75 | 18.5 | 9 | No | N/A | 3 | 600 | 800 | 150 | 350 | 2025-01-01
209179152 | LENNOX | LIZ036HO-210P432-1 |  | 11.5 | 18.5 | 9 | No | N/A | 3 | 600 | 800 | 150 | 350 | 2025-01-01
209179155 | LENNOX | LIZ042HO-210P432-1 |  | 11.5 | 18.5 | 9 | No | N/A | 3 | 600 | 800 | 150 | 350 | 2025-01-01
217169770 | LENNOX | VPD036S6M-5P |  | 12.75 | 20.5 | 10.5 | Yes | Both | 4 | 700 | 900 | 150 | 350 | 2025-01-01
217169771 | LENNOX | VPD048S6M-5P |  | 12.05 | 20.15 | 10.25 | Yes | Both | 4 | 700 | 900 | 150 | 350 | 2025-01-01
217169772 | LENNOX | VPD060S6M-5P |  | 11 | 18.25 | 9.85 | Yes | Both | 3 | 600 | 800 | 150 | 350 | 2025-01-01
217169773 | LENNOX | VPD060H6M-5P |  | 12.75 | 21 | 10.75 | Yes | Both | 4 | 700 | 900 | 150 | 350 | 2025-01-01
217107300 | LENNOX | LI036HO-180P333-E | LI036HI-180P333-E | 10 | 20 | 8.5 | No | N/A | 2 | 500 | 700 | 100 | 300 | 2025-01-01
216623851 | LENNOX | LI012HO-210V332 | LI012HI-210V332 | 11 | 21.5 | 8.5 | No | N/A | 2 | 500 | 700 | 100 | 300 | 2025-01-01
216623852 | LENNOX | LI012HO-210P332 | LI012HI-210P332 | 11 | 21.5 | 8.5 | No | N/A | 2 | 500 | 700 | 100 | 300 | 2025-01-01
216623853 | LENNOX | LI018HO-210P332 | LI018HI-210P332 | 11.8 | 21.5 | 8.5 | No | N/A | 2 | 500 | 700 | 100 | 300 | 2025-01-01
216623854 | LENNOX | LI024HO-210P332 | LI024HI-210P332 | 13.65 | 22 | 9.5 | No | N/A | 3 | 600 | 800 | 150 | 350 | 2025-01-01
216623855 | LENNOX | LI036HO-210P332 | LI036HI-210P332 | 10.6 | 21 | 8.5 | No | N/A | 2 | 500 | 700 | 100 | 300 | 2025-01-01
216581329 | LENNOX | MMLD012S6S-1P | MFMD012S6-1P | 12.2 | 21 | 9.5 | Yes | Both | 3 | 600 | 800 | 150 | 350 | 2025-01-01
216581330 | LENNOX | MMLD018S6S-1P | MFMD018S6-1P | 12.2 | 20 | 9.5 | Yes | Both | 3 | 600 | 800 | 150 | 350 | 2025-01-01
216581331 | LENNOX | MMLD018S6S-1P | MMD018S6-1P | 12 | 18 | 8.5 | Yes | Both | 2 | 500 | 700 | 100 | 300 | 2025-01-01
216581332 | LENNOX | MMLD024S6S-1P | MMD024S6-1P | 11.7 | 17.3 | 8.8 | Yes | Both | 2 | 500 | 700 | 100 | 300 | 2025-01-01
216581333 | LENNOX | MMLD030S6S-1P | MMD030S6-1P | 13 | 19 | 9.7 | Yes | Both | 3 | 600 | 800 | 150 | 350 | 2025-01-01
216581334 | LENNOX | MMLD036S6S-1P | MMD036S6-1P | 12 | 18.7 | 9.5 | Yes | Both | 3 | 600 | 800 | 150 | 350 | 2025-01-01
216581335 | LENNOX | MMLD048S6S-1P | MMD048S6-1P | 12 | 18 | 9.5 | Yes | Both | 3 | 600 | 800 | 150 | 350 | 2025-01-01
216581336 | LENNOX | MMPD018S6S-1P | MMD018S6-1P | 10 | 16.5 | 8.1 | Yes | Yes | 1 | 400 | 600 | 100 | 300 | 2025-01-01
216581337 | LENNOX | MMPD024S6S-1P | MMD024S6-1P | 10.7 | 16.6 | 8.3 | Yes | Yes | 1 | 400 | 600 | 100 | 300 | 2025-01-01
216581338 | LENNOX | MMPD030S6S-1P | MMD030S6-1P | 11.5 | 19 | 9.5 | Yes | Yes | 3 | 600 | 800 | 150 | 350 | 2025-01-01
216581339 | LENNOX | MMPD036S6S-1P | MMD036S6-1P | 9.5 | 16 | 8.6 | Yes | Yes | 2 | 500 | 700 | 100 | 300 | 2025-01-01
216581340 | LENNOX | MMPD048S6S-1P | MMD048S6-1P | 9.6 | 17.5 | 8.8 | Yes | Yes | 2 | 500 | 700 | 100 | 300 | 2025-01-01
209399468 | LENNOX | LI012HO-250P432 | LI012HI-250P432 | 12.5 | 24 | 9 | No | N/A | 3 | 600 | 800 | 150 | 350 | 2025-01-01
209399480 | LENNOX | LI024HO-250P432 | LI024HI-250P432 | 13.1 | 24.5 | 9.5 | No | N/A | 3 | 600 | 800 | 150 | 350 | 2025-01-01
213199199 | LENNOX | MPC009S4S-1P | MWMC006S4-2P | 15.8 | 26.5 | 13.6 | Yes | Both | 4 | 700 | 900 | 150 | 350 | 2025-01-01
208917513 | LENNOX | LI009HO-380P432 | LI009HI-380P432 | 16.6 | 27 | 11 | No | N/A | 4 | 700 | 900 | 150 | 350 | 2025-01-01
208917515 | LENNOX | LI012HO-380P432 | LI012HI-380P432 | 14 | 24 | 8.5 | No | N/A | 2 | 500 | 700 | 100 | 300 | 2025-01-01
208917517 | LENNOX | LI018HO-380P432 | LI018HI-380P432 | 13.5 | 22 | 10 | No | N/A | 4 | 700 | 900 | 150 | 350 | 2025-01-01
208917519 | LENNOX | LI024HO-380P432 | LI024HI-380P432 | 13 | 21.5 | 9.5 | No | N/A | 3 | 600 | 800 | 150 | 350 | 2025-01-01
208917521 | LENNOX | LI030HO-380P432 | LI030HI-380P432 | 10.6 | 20 | 8.5 | No | N/A | 2 | 500 | 700 | 100 | 300 | 2025-01-01
208917523 | LENNOX | LI036HO-380P432 | LI036HI-380P432 | 10.25 | 18 | 8.5 | No | N/A | 2 | 500 | 700 | 100 | 300 | 2025-01-01
208650763 | LENNOX | MPB012S4S-1L | MWMC012S4-1L | 11.3 | 19.8 | 8.5 | No | N/A | 2 | 500 | 700 | 100 | 300 | 2025-01-01
208546015 | LENNOX | MPB012S4S-1P | MWMC012S4-1P | 11.7 | 19.8 | 8.5 | No | N/A | 2 | 500 | 700 | 100 | 300 | 2025-01-01
208546021 | LENNOX | MLA012S4S-1P | MWMC012S4-1P | 11.7 | 20.3 | 8.5 | No | N/A | 2 | 500 | 700 | 100 | 300 | 2025-01-01
208546034 | LENNOX | MLB024S4S-1P | MWMA024S4-2P | 11.7 | 18.9 | 10.4 | Yes | Both | 4 | 700 | 900 | 150 | 350 | 2025-01-01
208106864 | LENNOX | LISH060000P431-D | LIUH060180P431-C | 9.8 | 19.8 | 9 | No | N/A | 3 | 600 | 800 | 150 | 350 | 2025-01-01
208106865 | LENNOX | LISH060000P431-D | LIFHC060180P431-C | 10.3 | 17 | 8.4 | No | N/A | 1 | 400 | 600 | 100 | 300 | 2025-01-01
208106641 | LENNOX | MHB009S4S-1L | MWHB009S4-1L | 12.5 | 21.5 | 9.1 | Yes | Both | 3 | 600 | 800 | 150 | 350 | 2025-01-01
208106642 | LENNOX | MHB012S4S-1L | MWHB012S4-1L | 10.3 | 20.8 | 8.7 | No | N/A | 2 | 500 | 700 | 100 | 300 | 2025-01-01
208106643 | LENNOX | MHB009S4S-1P | MWHB009S4-1P | 12.6 | 21.7 | 9.4 | Yes | Both | 3 | 600 | 800 | 150 | 350 | 2025-01-01
208106644 | LENNOX | MHB012S4S-1P | MWHB012S4-1P | 10.8 | 21.4 | 9.2 | No | N/A | 3 | 600 | 800 | 150 | 350 | 2025-01-01
208106645 | LENNOX | MHB018S4S-1P | MWHB018S4-1P | 11 | 19.5 | 8.7 | No | N/A | 2 | 500 | 700 | 100 | 300 | 2025-01-01
208106646 | LENNOX | MHB024S4S-1P | MWHB024S4-1P | 9.5 | 18.5 | 8.6 | No | N/A | 2 | 500 | 700 | 100 | 300 | 2025-01-01
207825600 | LENNOX | LISH018000P431-D | LIUH018180P431-C | 12.5 | 23 | 10 | Yes | No | 4 | 700 | 900 | 150 | 350 | 2025-01-01
207825601 | LENNOX | LISH024000P431-D | LIUH024180P431-C | 12.5 | 21.2 | 10.3 | Yes | Both | 4 | 700 | 900 | 150 | 350 | 2025-01-01
207825602 | LENNOX | LISH036000P431-D | LIUH036180P431-C | 8.5 | 19 | 9 | No | N/A | 3 | 600 | 800 | 150 | 350 | 2025-01-01
207825603 | LENNOX | LISH048000P431-D | LIUH048180P431-C | 9.3 | 18.9 | 10 | Yes | Yes | 4 | 700 | 900 | 150 | 350 | 2025-01-01
207825604 | LENNOX | LISH012000P431-D | LICH4012180P431-C | 14 | 22.7 | 10 | Yes | No | 4 | 700 | 900 | 150 | 350 | 2025-01-01
207825605 | LENNOX | LISH018000P431-D | LICH4018180P431-C | 12.5 | 20.5 | 10.5 | Yes | No | 4 | 700 | 900 | 150 | 350 | 2025-01-01
207825606 | LENNOX | LISH024000P431-D | LICH4024180P431-D | 12.5 | 21.5 | 9.7 | Yes | Both | 3 | 600 | 800 | 150 | 350 | 2025-01-01
207825607 | LENNOX | LISH036000P431-D | LICH4036180P431-D | 9.4 | 19.2 | 8.8 | No | N/A | 2 | 500 | 700 | 100 | 300 | 2025-01-01
207825608 | LENNOX | LISH048000P431-D | LICH4048180P431-D | 9.5 | 18.5 | 9.8 | No | N/A | 3 | 600 | 800 | 150 | 350 | 2025-01-01
207825609 | LENNOX | LISH012000P431-D | LIFHC012180P431-C | 11.7 | 19 | 10.3 | Yes | Both | 4 | 700 | 900 | 150 | 350 | 2025-01-01
207825610 | LENNOX | LISH018000P431-D | LIFHC018180P431-C | 12.5 | 20 | 10.6 | Yes | No | 4 | 700 | 900 | 150 | 350 | 2025-01-01
207825611 | LENNOX | LISH024000P431-D | LIFHC024180P431-C | 12.5 | 19 | 11.2 | Yes | Both | 4 | 700 | 900 | 150 | 350 | 2025-01-01
207825612 | LENNOX | LISH036000P431-D | LIFHC036180P431-C | 8.8 | 15.8 | 8.8 | No | N/A | 2 | 500 | 700 | 100 | 300 | 2025-01-01
207683496 | LENNOX | MPC012S4S-1L | MWMC012S4-1L | 13 | 23.5 | 10 | No | N/A | 4 | 700 | 900 | 150 | 350 | 2025-01-01
207683497 | LENNOX | MPC009S4S-1P | MWMC009S4-1P | 15 | 25.5 | 12.3 | Yes | Both | 4 | 700 | 900 | 150 | 350 | 2025-01-01
207683498 | LENNOX | MPC012S4S-1P | MWMC012S4-1P | 13.7 | 24.6 | 10.7 | Yes | No | 4 | 700 | 900 | 150 | 350 | 2025-01-01
207683499 | LENNOX | MPC018S4S-1P | MWMC018S4-1P | 12.4 | 23.5 | 10.7 | Yes | No | 4 | 700 | 900 | 150 | 350 | 2025-01-01
207683500 | LENNOX | MPC024S4S-1P | MWMC024S4-1P | 14 | 22 | 9.9 | Yes | No | 3 | 600 | 800 | 150 | 350 | 2025-01-01
207683501 | LENNOX | MPC030S4S-1P | MWMC030S4-1P | 11.4 | 20 | 9.2 | No | N/A | 3 | 600 | 800 | 150 | 350 | 2025-01-01
207683503 | LENNOX | MPC009S4S-1P | MMDB009S4-2P | 12.5 | 19.2 | 10.2 | Yes | Both | 4 | 700 | 900 | 150 | 350 | 2025-01-01
207683504 | LENNOX | MPC012S4S-1P | MMDB012S4-2P | 11.7 | 18.8 | 10.3 | Yes | Both | 4 | 700 | 900 | 150 | 350 | 2025-01-01
207683505 | LENNOX | MPC018S4S-1P | MMDB018S4-2P | 12.3 | 20 | 10.5 | Yes | No | 4 | 700 | 900 | 150 | 350 | 2025-01-01
207683506 | LENNOX | MPC024S4S-1P | MMDB024S4-2P | 12.3 | 19 | 11 | Yes | Both | 4 | 700 | 900 | 150 | 350 | 2025-01-01
207683507 | LENNOX | MPC036S4S-1P | MMDB036S4-2P | 8.8 | 15.8 | 8.8 | No | N/A | 2 | 500 | 700 | 100 | 300 | 2025-01-01
207683509 | LENNOX | MPC012S4S-1P | MFMA012S4-1P | 13 | 22.7 | 10.2 | Yes | Both | 4 | 700 | 900 | 150 | 350 | 2025-01-01
207683510 | LENNOX | MPC018S4S-1P | MCFB018S4-2P | 12.5 | 23 | 9.9 | Yes | No | 3 | 600 | 800 | 150 | 350 | 2025-01-01
207683511 | LENNOX | MPC024S4S-1P | MCFA024S4-2P | 12.5 | 21.2 | 10.2 | Yes | Both | 4 | 700 | 900 | 150 | 350 | 2025-01-01
207683512 | LENNOX | MPC036S4S-1P | MCFA036S4-2P | 8.5 | 19 | 9 | No | N/A | 3 | 600 | 800 | 150 | 350 | 2025-01-01
207683513 | LENNOX | MPC048S4S-1P | MCFA048S4-2P | 9.1 | 18.9 | 9.7 | Yes | Yes | 3 | 600 | 800 | 150 | 350 | 2025-01-01
207683514 | LENNOX | MPC009S4S-1P | M22A009S4-2P | 13 | 20 | 10 | Yes | Both | 4 | 700 | 900 | 150 | 350 | 2025-01-01
207683515 | LENNOX | MPC012S4S-1P | M22A012S4-2P | 13.9 | 22.7 | 9.9 | Yes | No | 3 | 600 | 800 | 150 | 350 | 2025-01-01
207683516 | LENNOX | MPC018S4S-1P | M22A018S4-2P | 12.5 | 20.5 | 10.4 | Yes | No | 4 | 700 | 900 | 150 | 350 | 2025-01-01
207683517 | LENNOX | MPC024S4S-1P | M33C024S4-1P | 12.3 | 21.5 | 9.6 | Yes | Both | 3 | 600 | 800 | 150 | 350 | 2025-01-01
207683518 | LENNOX | MPC036S4S-1P | M33C036S4-1P | 9.4 | 19.2 | 8.8 | No | N/A | 2 | 500 | 700 | 100 | 300 | 2025-01-01
207683519 | LENNOX | MPC048S4S-1P | M33C048S4-1P | 9.5 | 18.5 | 9.8 | No | N/A | 3 | 600 | 800 | 150 | 350 | 2025-01-01
207683520 | LENNOX | MLB009S4S-1P | MWMC009S4-1P | 16.2 | 28.1 | 11.5 | Yes | Both | 4 | 700 | 900 | 150 | 350 | 2025-01-01
207683521 | LENNOX | MLB012S4S-1P | MWMC012S4-1P | 13.5 | 25.5 | 10.4 | Yes | Both | 4 | 700 | 900 | 150 | 350 | 2025-01-01
207683522 | LENNOX | MLB018S4S-1P | MWMC018S4-1P | 12.5 | 21.5 | 11.2 | Yes | Both | 4 | 700 | 900 | 150 | 350 | 2025-01-01
207683523 | LENNOX | MLB024S4S-1P | MWMC024S4-1P | 13 | 21.5 | 11.4 | Yes | Both | 4 | 700 | 900 | 150 | 350 | 2025-01-01
207683524 | LENNOX | MLB009S4S-1P | MMDB009S4-2P | 13.2 | 20.2 | 12 | Yes | Both | 4 | 700 | 900 | 150 | 350 | 2025-01-01
207683525 | LENNOX | MLB012S4S-1P | MMDB012S4-2P | 11.7 | 19.5 | 10 | Yes | Both | 4 | 700 | 900 | 150 | 350 | 2025-01-01
207683526 | LENNOX | MLB018S4S-1P | MMDB018S4-2P | 11.7 | 18 | 9.2 | Yes | Both | 3 | 600 | 800 | 150 | 350 | 2025-01-01
207683527 | LENNOX | MLB024S4S-1P | MMDB024S4-2P | 12 | 19.2 | 10.5 | Yes | Both | 4 | 700 | 900 | 150 | 350 | 2025-01-01
207683528 | LENNOX | MLB012S4S-1P | MFMA012S4-1P | 13 | 23.6 | 10 | Yes | Both | 4 | 700 | 900 | 150 | 350 | 2025-01-01
207683529 | LENNOX | MLB018S4S-1P | MCFB018S4-2P | 12.5 | 20.5 | 9.8 | Yes | Both | 3 | 600 | 800 | 150 | 350 | 2025-01-01
207683530 | LENNOX | MLB024S4S-1P | MCFA024S4-2P | 11.7 | 20.5 | 11 | Yes | Both | 4 | 700 | 900 | 150 | 350 | 2025-01-01
207683531 | LENNOX | MLB009S4S-1P | M22A009S4-2P | 13 | 20.5 | 10.2 | Yes | Both | 4 | 700 | 900 | 150 | 350 | 2025-01-01
207683532 | LENNOX | MLB012S4S-1P | M22A012S4-2P | 12.7 | 22.3 | 10.2 | Yes | Both | 4 | 700 | 900 | 150 | 350 | 2025-01-01
207683533 | LENNOX | MLB018S4S-1P | M22A018S4-2P | 12.5 | 20 | 9.5 | Yes | Both | 3 | 600 | 800 | 150 | 350 | 2025-01-01
207683534 | LENNOX | MLB024S4S-1P | M33C024S4-1P | 11 | 20.5 | 11.5 | Yes | Both | 4 | 700 | 900 | 150 | 350 | 2025-01-01
206188242 | LENNOX | MPB012S4S-1P | MFMA012S4-1P | 13 | 20.5 | 8.8 | Yes | No | 2 | 500 | 700 | 100 | 300 | 2025-01-01
205782160 | LENNOX | MLB036S4S-1P | MMDB036S4-2P | 9 | 16.5 | 11 | Yes | Yes | 4 | 700 | 900 | 150 | 350 | 2025-01-01
205782162 | LENNOX | MLB036S4S-1P | MCFA036S4-2P | 8.5 | 17.5 | 9 | No | N/A | 3 | 600 | 800 | 150 | 350 | 2025-01-01
205782163 | LENNOX | MLB048S4S-1P | MCFA048S4-2P | 8.2 | 17 | 9.2 | No | N/A | 3 | 600 | 800 | 150 | 350 | 2025-01-01
205782164 | LENNOX | MLB036S4S-1P | M33A036S4-2P | 9.5 | 18 | 9 | No | N/A | 3 | 600 | 800 | 150 | 350 | 2025-01-01
205782165 | LENNOX | MLB048S4S-1P | M33B048S4-2P | 8.3 | 16.5 | 9.8 | No | N/A | 3 | 600 | 800 | 150 | 350 | 2025-01-01
205747587 | LENNOX | MLA012S4S-1P | MFMA012S4-1P | 12.5 | 19.4 | 9.4 | Yes | No | 3 | 600 | 800 | 150 | 350 | 2025-01-01
201755034 | LENNOX | LISH060000P431-C | LIUH060180P431-C | 9.8 | 18 | 9.4 | No | N/A | 3 | 600 | 800 | 150 | 350 | 2025-01-01
201796621 | LENNOX | LISH012000P431-C | LIFHC012180P431-C | 11.7 | 19 | 10 | Yes | Both | 4 | 700 | 900 | 150 | 350 | 2025-01-01
201796623 | LENNOX | LISH018000P431-C | LIUH018180P431-C | 12.5 | 19.9 | 9.9 | Yes | No | 3 | 600 | 800 | 150 | 350 | 2025-01-01
201796624 | LENNOX | LISH018000P431-C | LICH4018180P431-C | 12.5 | 20 | 9.8 | Yes | No | 3 | 600 | 800 | 150 | 350 | 2025-01-01
201796625 | LENNOX | LISH024000P431-C | LIFHC024180P431-C. | 11.7 | 19.2 | 10.5 | Yes | Both | 4 | 700 | 900 | 150 | 350 | 2025-01-01
201796627 | LENNOX | LISH060000P431-C | LIFHC060180P431-C | 9 | 15.4 | 8.4 | No | N/A | 1 | 400 | 600 | 100 | 300 | 2025-01-01
201796629 | LENNOX | MPB012S4S-1L | MWMB012S4-2L | 13 | 21.2 | 8.5 | Yes | No | 2 | 500 | 700 | 100 | 300 | 2025-01-01
201796630 | LENNOX | MPB009S4S-1P | MWMA009S4-3P | 14.9 | 21.8 | 9.3 | Yes | Both | 3 | 600 | 800 | 150 | 350 | 2025-01-01
201796631 | LENNOX | MPB012S4S-1P | MWMA012S4-3P | 13.7 | 22.3 | 8.8 | Yes | Both | 2 | 500 | 700 | 100 | 300 | 2025-01-01
201796632 | LENNOX | MLA009S4S-1P | MWMA009S4-3P | 14.5 | 23.1 | 9.9 | Yes | No | 3 | 600 | 800 | 150 | 350 | 2025-01-01
201796633 | LENNOX | MLA012S4S-1P | MWMA012S4-3P | 12.5 | 19.9 | 9.1 | Yes | No | 3 | 600 | 800 | 150 | 350 | 2025-01-01
10528563 | LENNOX | MPB009S4S-1P | MMDB009S4-2P | 12.1 | 18.7 | 9.8 | Yes | Both | 3 | 600 | 800 | 150 | 350 | 2025-01-01
10528564 | LENNOX | MPB012S4S-1P | MMDB012S4-2P | 11.7 | 19 | 10 | Yes | Both | 4 | 700 | 900 | 150 | 350 | 2025-01-01
10528565 | LENNOX | MPB018S4S-1P | MMDB018S4-2P | 11.7 | 18.5 | 9.2 | Yes | No | 3 | 600 | 800 | 150 | 350 | 2025-01-01
10528566 | LENNOX | MPB024S4S-1P | MMDB024S4-2P | 11.7 | 19 | 10 | Yes | Both | 4 | 700 | 900 | 150 | 350 | 2025-01-01
10528569 | LENNOX | MLA009S4S-1P | MMDB009S4-2P | 12.1 | 18.5 | 11.5 | Yes | Both | 4 | 700 | 900 | 150 | 350 | 2025-01-01
10528570 | LENNOX | MLA012S4S-1P | MMDB012S4-2P | 11.7 | 19 | 10 | Yes | Both | 4 | 700 | 900 | 150 | 350 | 2025-01-01
10528572 | LENNOX | MLA024S4S-1P | MMDB024S4-2P | 11.7 | 19.2 | 10.5 | Yes | Both | 4 | 700 | 900 | 150 | 350 | 2025-01-01
10013770 | LENNOX | LI024HO-180P432 | LI024HI-180P432 | 10.95 | 18.5 | 8.5 | No | N/A | 2 | 500 | 700 | 100 | 300 | 2025-01-01
10056168 | LENNOX | MPB012S4S-1L | MWMB012S4-1L | 13 | 21.2 | 8.5 | Yes | No | 2 | 500 | 700 | 100 | 300 | 2025-01-01
10056169 | LENNOX | MPB009S4S-1P | MWMA009S4-1P | 14.9 | 21.8 | 9.3 | Yes | Both | 3 | 600 | 800 | 150 | 350 | 2025-01-01
10056170 | LENNOX | MPB009S4S-1P | MWMA009S4-2P | 14.9 | 21.8 | 9.3 | Yes | Both | 3 | 600 | 800 | 150 | 350 | 2025-01-01
10056171 | LENNOX | MPB012S4S-1P | MWMA012S4-1P | 13.7 | 22.3 | 8.8 | Yes | Both | 2 | 500 | 700 | 100 | 300 | 2025-01-01
10056172 | LENNOX | MPB012S4S-1P | MWMA012S4-2P | 13.7 | 22.3 | 8.8 | Yes | Both | 2 | 500 | 700 | 100 | 300 | 2025-01-01
10056173 | LENNOX | MPB018S4S-1P | MWMA018S4-1P | 13 | 20 | 8.3 | Yes | No | 1 | 400 | 600 | 100 | 300 | 2025-01-01
10056174 | LENNOX | MPB018S4S-1P | MWMA018S4-2P | 13 | 20 | 8.3 | Yes | No | 1 | 400 | 600 | 100 | 300 | 2025-01-01
10056175 | LENNOX | MPB024S4S-1P | MWMA024S4-1P | 13.7 | 19.8 | 9.3 | Yes | No | 3 | 600 | 800 | 150 | 350 | 2025-01-01
10056176 | LENNOX | MPB024S4S-1P | MWMA024S4-2P | 13.7 | 19.8 | 9.3 | Yes | No | 3 | 600 | 800 | 150 | 350 | 2025-01-01
10058825 | LENNOX | MPB018S4S-1P | MCFB018S4-2P | 12.5 | 20 | 8.9 | Yes | No | 2 | 500 | 700 | 100 | 300 | 2025-01-01
10058826 | LENNOX | MPB024S4S-1P | MCFA024S4-1P | 12.5 | 20 | 9.4 | Yes | No | 3 | 600 | 800 | 150 | 350 | 2025-01-01
10058827 | LENNOX | MPB024S4S-1P | MCFA024S4-2P | 12.5 | 20 | 9.4 | Yes | No | 3 | 600 | 800 | 150 | 350 | 2025-01-01
10058834 | LENNOX | MPB018S4S-1P | M22A018S4-1P | 12.5 | 20 | 9.1 | Yes | No | 3 | 600 | 800 | 150 | 350 | 2025-01-01
10058835 | LENNOX | MPB018S4S-1P | M22A018S4-2P | 12.5 | 20 | 9.1 | Yes | No | 3 | 600 | 800 | 150 | 350 | 2025-01-01
211034415 | LENNOX | MPC012S4S-1L | MWMC012S4-*L | 12.8 | 23.5 | 10 | Yes | No | 4 | 700 | 900 | 150 | 350 | 2025-01-01
211034416 | LENNOX | MPC009S4S-1P | MWMC009S4-*P | 15 | 25.5 | 11.9 | Yes | Both | 4 | 700 | 900 | 150 | 350 | 2025-01-01
216581322 | LENNOX | MMLD009S6S-1P | MMDD009S6-1P | 13.5 | 20.1 | 9.6 | Yes | Both | 3 | 600 | 800 | 150 | 350 | 2025-01-01
216581323 | LENNOX | MMLD012S6S-1P | MMDD012S6-1P | 11.8 | 19.6 | 9.5 | Yes | Both | 3 | 600 | 800 | 150 | 350 | 2025-01-01
216581324 | LENNOX | MMLD009S6S-1P | MDDD009S6-1P | 12.7 | 18.9 | 10 | Yes | Both | 4 | 700 | 900 | 150 | 350 | 2025-01-01
216581325 | LENNOX | MMLD012S6S-1P | MDDD012S6-1P | 11.7 | 18.6 | 9.5 | Yes | Both | 3 | 600 | 800 | 150 | 350 | 2025-01-01
216581326 | LENNOX | MMLD009S6S-1P | M22D009S6-1P | 14 | 22 | 10.6 | Yes | Both | 4 | 700 | 900 | 150 | 350 | 2025-01-01
216581327 | LENNOX | MMLD012S6S-1P | M22D012S6-1P | 12.6 | 22 | 10.4 | Yes | Both | 4 | 700 | 900 | 150 | 350 | 2025-01-01
216581328 | LENNOX | MMLD009S6S-1P | MFMD009S6-1P | 12.7 | 21 | 9.7 | Yes | Both | 3 | 600 | 800 | 150 | 350 | 2025-01-01
9920044 | LENNOX | MLA018S4S-1P | MWMA018S4-2P | 12.5 | 19.4 | 8.9 | Yes | No | 2 | 500 | 700 | 100 | 300 | 2025-01-01
9920047 | LENNOX | MLA024S4S-1P | MWMA024S4-2P | 12.5 | 20 | 9.5 | Yes | No | 3 | 600 | 800 | 150 | 350 | 2025-01-01
9920038 | LENNOX | MLA009S4S-1P | MWMA009S4-2P | 14.5 | 23.1 | 9.9 | Yes | No | 3 | 600 | 800 | 150 | 350 | 2025-01-01
9920041 | LENNOX | MLA012S4S-1P | MWMA012S4-2P | 12.5 | 19.9 | 9.1 | Yes | No | 3 | 600 | 800 | 150 | 350 | 2025-01-01
8993986 | LENNOX | LISH024000P431-C | LIUH024180P431-C | 12.5 | 20 | 9.4 | Yes | No | 3 | 600 | 800 | 150 | 350 | 2025-01-01
8993990 | LENNOX | LISH036000P431-C | LICH4036180P431-C | 9 | 17.5 | 9.3 | No | N/A | 3 | 600 | 800 | 150 | 350 | 2025-01-01
8993991 | LENNOX | LISH036000P431-C | LIUH036180P431-C | 8 | 16 | 10 | No | N/A | 4 | 700 | 900 | 150 | 350 | 2025-01-01
8993993 | LENNOX | LISH048000P431-C | LICH4048180P431-C | 9.5 | 16.8 | 9 | No | N/A | 3 | 600 | 800 | 150 | 350 | 2025-01-01
8993994 | LENNOX | LISH048000P431-C | LIUH048180P431-C | 9.3 | 17.8 | 9 | No | N/A | 3 | 600 | 800 | 150 | 350 | 2025-01-01
216581320 | LENNOX | MMLD009S6S-1P | M1WD009S6-1P | 13.8 | 22.1 | 9.5 | Yes | Both | 3 | 600 | 800 | 150 | 350 | 2025-01-01
216581321 | LENNOX | MMLD012S6S-1P | M1WD012S6-1P | 12 | 21 | 9.5 | Yes | Both | 3 | 600 | 800 | 150 | 350 | 2025-01-01
215810023 | LENNOX | MMLD018S6S-1P | M1WD018S6-1P | 12 | 20 | 9.5 | Yes | Both | 3 | 600 | 800 | 150 | 350 | 2025-01-01
215810024 | LENNOX | MMLD018S6S-1P | M33D018S6-1P | 14.5 | 23.8 | 9.6 | Yes | Both | 3 | 600 | 800 | 150 | 350 | 2025-01-01
215810025 | LENNOX | MMLD018S6S-1P | MDDD018S6-1P | 12 | 18.3 | 8.9 | Yes | Both | 2 | 500 | 700 | 100 | 300 | 2025-01-01
215810026 | LENNOX | MMLD018S6S-1P | MMDD018S6-1P | 11.7 | 17 | 9 | Yes | Both | 3 | 600 | 800 | 150 | 350 | 2025-01-01
215810027 | LENNOX | MMLD018S6S-1P | M22D018S6-1P | 12.5 | 20.5 | 9.5 | Yes | Both | 3 | 600 | 800 | 150 | 350 | 2025-01-01
215810028 | LENNOX | MMLD024S6S-1P | M33D024S6-1P | 13 | 22 | 10.2 | Yes | Both | 4 | 700 | 900 | 150 | 350 | 2025-01-01
215810029 | LENNOX | MMLD024S6S-1P | MDDD024S6-1P | 12 | 18 | 9.5 | Yes | Both | 3 | 600 | 800 | 150 | 350 | 2025-01-01
215810030 | LENNOX | MMLD030S6S-1P | M33D030S6-1P | 14.4 | 22.8 | 10.7 | Yes | Both | 4 | 700 | 900 | 150 | 350 | 2025-01-01
215810031 | LENNOX | MMLD030S6S-1P | MDDD030S6-1P | 13 | 20 | 10 | Yes | Both | 4 | 700 | 900 | 150 | 350 | 2025-01-01
215810032 | LENNOX | MMLD036S6S-1P | MDDD036S6-1P | 12.8 | 20 | 9.8 | Yes | Both | 3 | 600 | 800 | 150 | 350 | 2025-01-01
215810033 | LENNOX | MMLD048S6S-1P | MDDD048S6-1P | 11.7 | 18 | 9.5 | Yes | Both | 3 | 600 | 800 | 150 | 350 | 2025-01-01
215810034 | LENNOX | MMPD018S6S-1P | M33D018S6-1P | 13 | 23.8 | 9.3 | Yes | Both | 3 | 600 | 800 | 150 | 350 | 2025-01-01
215810035 | LENNOX | MMPD024S6S-1P | M33D024S6-1P | 12 | 21.6 | 9.6 | Yes | Both | 3 | 600 | 800 | 150 | 350 | 2025-01-01
215810036 | LENNOX | MMPD030S6S-1P | M33D030S6-1P | 12 | 21.7 | 9.5 | Yes | Both | 3 | 600 | 800 | 150 | 350 | 2025-01-01
215810037 | LENNOX | MMPD018S6S-1P | MDDD018S6-1P | 10.5 | 18 | 8.5 | Yes | Yes | 2 | 500 | 700 | 100 | 300 | 2025-01-01
215810038 | LENNOX | MMPD024S6S-1P | MDDD024S6-1P | 11 | 17.5 | 8.7 | Yes | Yes | 2 | 500 | 700 | 100 | 300 | 2025-01-01
215810039 | LENNOX | MMPD030S6S-1P | MDDD030S6-1P | 11 | 19 | 9 | Yes | Yes | 3 | 600 | 800 | 150 | 350 | 2025-01-01
215810040 | LENNOX | MMPD036S6S-1P | MDDD036S6-1P | 9.5 | 17.4 | 8.8 | Yes | Yes | 2 | 500 | 700 | 100 | 300 | 2025-01-01
215810041 | LENNOX | MMPD048S6S-1P | MDDD048S6-1P | 8.7 | 17.3 | 8.7 | Yes | Yes | 2 | 500 | 700 | 100 | 300 | 2025-01-01
216411305 | LENNOX | MWLD009S6S-1P | MWMD009S6-1P | 16.35 | 25 | 10.5 | Yes | Both | 4 | 700 | 900 | 150 | 350 | 2025-01-01
216411306 | LENNOX | MWLD012S6S-1P | MWMD012S6-1P | 14.1 | 24 | 10.5 | Yes | Both | 4 | 700 | 900 | 150 | 350 | 2025-01-01
216411307 | LENNOX | MWLD015S6S-1P | MWMD015S6-1P | 14.55 | 23 | 11 | Yes | Both | 4 | 700 | 900 | 150 | 350 | 2025-01-01
216411308 | LENNOX | MWLD018S6S-1P | MWMD018S6-1P | 13.2 | 21 | 9.7 | Yes | Both | 3 | 600 | 800 | 150 | 350 | 2025-01-01
216411309 | LENNOX | MWLD024S6S-1P | MWMD024S6-1P | 12.8 | 20 | 9.5 | Yes | Both | 3 | 600 | 800 | 150 | 350 | 2025-01-01
216411310 | LENNOX | MWPD009S6S-1P | MWMD009S6-1P | 16.35 | 25 | 10.5 | Yes | Both | 4 | 700 | 900 | 150 | 350 | 2025-01-01
216411311 | LENNOX | MWPD012S6S-1P | MWMD012S6-1P | 14.1 | 24 | 10.5 | Yes | Both | 4 | 700 | 900 | 150 | 350 | 2025-01-01
216411312 | LENNOX | MWPD015S6S-1P | MWMD015S6-1P | 14.55 | 23 | 11 | Yes | Both | 4 | 700 | 900 | 150 | 350 | 2025-01-01
216411313 | LENNOX | MWPD018S6S-1P | MWMD018S6-1P | 13.2 | 21 | 9.7 | Yes | Both | 3 | 600 | 800 | 150 | 350 | 2025-01-01
216411314 | LENNOX | MWPD024S6S-1P | MWMD024S6-1P | 12.8 | 20 | 9.5 | Yes | Both | 3 | 600 | 800 | 150 | 350 | 2025-01-01
216411315 | LENNOX | MWHD009S6S-1P | MWHD009S6-1P | 15 | 25 | 9 | Yes | No | 3 | 600 | 800 | 150 | 350 | 2025-01-01
216411316 | LENNOX | MWHD012S6S-1P | MWHD012S6-1P | 13.25 | 24 | 9 | Yes | No | 3 | 600 | 800 | 150 | 350 | 2025-01-01
216411317 | LENNOX | MWHD015S6S-1P | MWHD015S6-1P | 12.95 | 21.5 | 10 | Yes | No | 4 | 700 | 900 | 150 | 350 | 2025-01-01
216411318 | LENNOX | MWHD018S6S-1P | MWHD018S6-1P | 12.85 | 21.5 | 9 | Yes | No | 3 | 600 | 800 | 150 | 350 | 2025-01-01
216411320 | LENNOX | 3WPD036S6S-1P | 3WMD036S6-1P | 9.5 | 19.2 | 8.5 | Yes | Yes | 2 | 500 | 700 | 100 | 300 | 2025-01-01
211151032 | LENNOX | LI018HO-160P433-E | LI018HI-160P433-E | 8.5 | 17 | 8.5 | No | N/A | 2 | 500 | 700 | 100 | 300 | 2025-01-01
213257710 | LENNOX | MPC009S4S-1P | MWMC006S4-*P | 15.8 | 26.5 | 13.6 | Yes | Both | 4 | 700 | 900 | 150 | 350 | 2025-01-01
212361347 | LENNOX | LI012HO-190P432 | LI012HI-190P432 | 8.7 | 17.5 | 8.5 | No | N/A | 2 | 500 | 700 | 100 | 300 | 2025-01-01
212361348 | LENNOX | LI018HO-190P432 | LI018HI-190P432 | 10.05 | 17.5 | 8.5 | No | N/A | 2 | 500 | 700 | 100 | 300 | 2025-01-01
212292428 | LENNOX | LI012HO-190V432 | LI012HI-190V432 | 8.7 | 17.5 | 8.5 | No | N/A | 2 | 500 | 700 | 100 | 300 | 2025-01-01
212292429 | LENNOX | LI024HO-190P432 | LI024HI-190P432 | 11.6 | 18 | 8.5 | No | N/A | 2 | 500 | 700 | 100 | 300 | 2025-01-01
212292430 | LENNOX | LI036HO-190P432 | LI036HI-190P432 | 10.5 | 20 | 8.5 | No | N/A | 2 | 500 | 700 | 100 | 300 | 2025-01-01
211330208 | LENNOX | LI018HO-250P432 | LI018HI-250P432 | 12.5 | 23 | 8.5 | No | N/A | 2 | 500 | 700 | 100 | 300 | 2025-01-01
211151036 | LENNOX | LI018HO-160P433-T | LI018HI-160P433-T | 8.5 | 17 | 8.5 | No | N/A | 2 | 500 | 700 | 100 | 300 | 2025-01-01
211034417 | LENNOX | MPC012S4S-1P | MWMC012S4-*P | 13.7 | 24.6 | 10.7 | Yes | No | 4 | 700 | 900 | 150 | 350 | 2025-01-01
211034418 | LENNOX | MPC018S4S-1P | MWMC018S4-*P | 12.4 | 23.5 | 10.7 | Yes | No | 4 | 700 | 900 | 150 | 350 | 2025-01-01
211034419 | LENNOX | MPC024S4S-1P | MWMC024S4-*P | 14 | 22 | 9.9 | Yes | No | 3 | 600 | 800 | 150 | 350 | 2025-01-01
211034420 | LENNOX | MPC030S4S-1P | MWMC030S4-*P | 11.4 | 20 | 9.2 | No | N/A | 3 | 600 | 800 | 150 | 350 | 2025-01-01
211034423 | LENNOX | MPC009S4S-1P | MMDB009S4-*P | 12.5 | 19.2 | 10 | Yes | Both | 4 | 700 | 900 | 150 | 350 | 2025-01-01
211034424 | LENNOX | MPC012S4S-1P | MMDB012S4-*P | 11.7 | 18.8 | 10.3 | Yes | Both | 4 | 700 | 900 | 150 | 350 | 2025-01-01
211034425 | LENNOX | MPC018S4S-1P | MMDB018S4-*P | 12.3 | 20 | 10.5 | Yes | No | 4 | 700 | 900 | 150 | 350 | 2025-01-01
211034426 | LENNOX | MPC024S4S-1P | MMDB024S4-*P | 12.3 | 19 | 11 | Yes | Both | 4 | 700 | 900 | 150 | 350 | 2025-01-01
211034427 | LENNOX | MPC036S4S-1P | MMDB036S4-*P | 8.8 | 15.8 | 8.8 | No | N/A | 2 | 500 | 700 | 100 | 300 | 2025-01-01
211034429 | LENNOX | MPC012S4S-1P | MFMA012S4-*P | 13 | 22.7 | 10.2 | Yes | Both | 4 | 700 | 900 | 150 | 350 | 2025-01-01
211034430 | LENNOX | MPC018S4S-1P | MCFB018S4-*P | 12.5 | 23 | 9.9 | Yes | No | 3 | 600 | 800 | 150 | 350 | 2025-01-01
211034431 | LENNOX | MPC024S4S-1P | MCFA024S4-*P | 12.5 | 21.2 | 10.2 | Yes | Both | 4 | 700 | 900 | 150 | 350 | 2025-01-01
211034432 | LENNOX | MPC036S4S-1P | MCFA036S4-*P | 8.5 | 18.8 | 9 | No | N/A | 3 | 600 | 800 | 150 | 350 | 2025-01-01
211034433 | LENNOX | MPC048S4S-1P | MCFA048S4-*P | 9.1 | 18.9 | 9.7 | Yes | Yes | 3 | 600 | 800 | 150 | 350 | 2025-01-01
211034434 | LENNOX | MPC009S4S-1P | M22A009S4-*P | 13 | 20 | 10 | Yes | Both | 4 | 700 | 900 | 150 | 350 | 2025-01-01
211034435 | LENNOX | MPC012S4S-1P | M22A012S4-*P | 13.9 | 22.7 | 9.9 | Yes | No | 3 | 600 | 800 | 150 | 350 | 2025-01-01
211034436 | LENNOX | MPC018S4S-1P | M22A018S4-*P | 12.5 | 20.5 | 10.4 | Yes | No | 4 | 700 | 900 | 150 | 350 | 2025-01-01
211034437 | LENNOX | MPC024S4S-1P | M33C024S4-*P | 12.3 | 21.5 | 9.6 | Yes | Both | 3 | 600 | 800 | 150 | 350 | 2025-01-01
211034438 | LENNOX | MPC036S4S-1P | M33C036S4-*P | 9.4 | 19.2 | 8.7 | No | N/A | 2 | 500 | 700 | 100 | 300 | 2025-01-01
211034439 | LENNOX | MPC048S4S-1P | M33C048S4-*P | 9.5 | 18.5 | 9.8 | No | N/A | 3 | 600 | 800 | 150 | 350 | 2025-01-01
211034440 | LENNOX | MLB009S4S-1P | MWMC009S4-*P | 16.2 | 28.1 | 11.5 | Yes | Both | 4 | 700 | 900 | 150 | 350 | 2025-01-01
211034441 | LENNOX | MLB012S4S-1P | MWMC012S4-*P | 13.5 | 25.5 | 10.4 | Yes | Both | 4 | 700 | 900 | 150 | 350 | 2025-01-01
211034442 | LENNOX | MLB018S4S-1P | MWMC018S4-*P | 12.5 | 21.5 | 11.2 | Yes | Both | 4 | 700 | 900 | 150 | 350 | 2025-01-01
211034443 | LENNOX | MLB024S4S-1P | MWMC024S4-*P | 13 | 21.5 | 11.4 | Yes | Both | 4 | 700 | 900 | 150 | 350 | 2025-01-01
211034444 | LENNOX | MLB009S4S-1P | MMDB009S4-*P | 13.2 | 20.2 | 12 | Yes | Both | 4 | 700 | 900 | 150 | 350 | 2025-01-01
211034445 | LENNOX | MLB012S4S-1P | MMDB012S4-*P | 11.7 | 19.5 | 10 | Yes | Both | 4 | 700 | 900 | 150 | 350 | 2025-01-01
211034446 | LENNOX | MLB018S4S-1P | MMDB018S4-*P | 11.7 | 18 | 9.2 | Yes | Both | 3 | 600 | 800 | 150 | 350 | 2025-01-01
211034447 | LENNOX | MLB024S4S-1P | MMDB024S4-*P | 12 | 19.2 | 10.5 | Yes | Both | 4 | 700 | 900 | 150 | 350 | 2025-01-01
211034448 | LENNOX | MLB036S4S-2P | MMDB036S4-*P | 9 | 16.5 | 11 | Yes | Yes | 4 | 700 | 900 | 150 | 350 | 2025-01-01
211034450 | LENNOX | MLB012S4S-1P | MFMA012S4-*P | 13 | 23.6 | 10 | Yes | Both | 4 | 700 | 900 | 150 | 350 | 2025-01-01
211034451 | LENNOX | MLB018S4S-1P | MCFB018S4-*P | 12.5 | 20.5 | 9.8 | Yes | Both | 3 | 600 | 800 | 150 | 350 | 2025-01-01
211034452 | LENNOX | MLB024S4S-1P | MCFA024S4-*P | 11.7 | 20.5 | 11 | Yes | Both | 4 | 700 | 900 | 150 | 350 | 2025-01-01
211034453 | LENNOX | MLB036S4S-2P | MCFA036S4-*P | 8.8 | 17.6 | 10 | Yes | Yes | 4 | 700 | 900 | 150 | 350 | 2025-01-01
211034454 | LENNOX | MLB048S4S-2P | MCFA048S4-*P | 8.2 | 17 | 9.8 | Yes | Yes | 3 | 600 | 800 | 150 | 350 | 2025-01-01
211034455 | LENNOX | MLB009S4S-1P | M22A009S4-*P | 13 | 20.5 | 10.2 | Yes | Both | 4 | 700 | 900 | 150 | 350 | 2025-01-01
211034456 | LENNOX | MLB012S4S-1P | M22A012S4-*P | 12.7 | 22.3 | 10.2 | Yes | Both | 4 | 700 | 900 | 150 | 350 | 2025-01-01
211034457 | LENNOX | MLB018S4S-1P | M22A018S4-*P | 12.5 | 20 | 9.5 | Yes | Both | 3 | 600 | 800 | 150 | 350 | 2025-01-01
211034458 | LENNOX | MLB024S4S-1P | M33C024S4-*P | 11 | 20.5 | 11.5 | Yes | Both | 4 | 700 | 900 | 150 | 350 | 2025-01-01
211034459 | LENNOX | MLB036S4S-2P | M33C036S4-*P | 9.5 | 19.4 | 10.5 | Yes | Yes | 4 | 700 | 900 | 150 | 350 | 2025-01-01
211034460 | LENNOX | MLB048S4S-2P | M33C048S4-*P | 8.3 | 16.8 | 10.7 | Yes | Yes | 4 | 700 | 900 | 150 | 350 | 2025-01-01
211034461 | LENNOX | MHB009S4S-1L | MWHB009S4-*L | 12.5 | 21.5 | 9.1 | Yes | Both | 3 | 600 | 800 | 150 | 350 | 2025-01-01
211034462 | LENNOX | MHB012S4S-1L | MWHB012S4-*L | 10.3 | 20.8 | 8.7 | No | N/A | 2 | 500 | 700 | 100 | 300 | 2025-01-01
211034463 | LENNOX | MHB009S4S-1P | MWHB009S4-*P | 12.6 | 21.7 | 9.4 | Yes | Both | 3 | 600 | 800 | 150 | 350 | 2025-01-01
211034464 | LENNOX | MHB012S4S-1P | MWHB012S4-*P | 10.8 | 21.4 | 9.2 | No | N/A | 3 | 600 | 800 | 150 | 350 | 2025-01-01
211034465 | LENNOX | MHB018S4S-1P | MWHB018S4-*P | 10.8 | 19.5 | 8.7 | No | N/A | 2 | 500 | 700 | 100 | 300 | 2025-01-01
211034466 | LENNOX | MHB024S4S-1P | MWHB024S4-*P | 9.5 | 18.5 | 8.6 | No | N/A | 2 | 500 | 700 | 100 | 300 | 2025-01-01
210665602 | LENNOX | MPC012S4S-1L | MWMC012S4* | 12.8 | 23.5 | 10 | Yes | No | 4 | 700 | 900 | 150 | 350 | 2025-01-01
210665603 | LENNOX | MPC009S4S-1P | MWMC009S4* | 15 | 25.5 | 11.9 | Yes | Both | 4 | 700 | 900 | 150 | 350 | 2025-01-01
210665604 | LENNOX | MPC012S4S-1P | MWMC012S4* | 13.7 | 24.6 | 10.7 | Yes | No | 4 | 700 | 900 | 150 | 350 | 2025-01-01
210665605 | LENNOX | MPC018S4S-1P | MWMC018S4* | 12.4 | 23.5 | 10.7 | Yes | No | 4 | 700 | 900 | 150 | 350 | 2025-01-01
210665606 | LENNOX | MPC024S4S-1P | MWMC024S4* | 14 | 22 | 9.9 | Yes | No | 3 | 600 | 800 | 150 | 350 | 2025-01-01
210665607 | LENNOX | MPC030S4S-1P | MWMC030S4* | 11.4 | 20 | 9.2 | No | N/A | 3 | 600 | 800 | 150 | 350 | 2025-01-01
210665610 | LENNOX | MPC009S4S-1P | MMDB009S4* | 12.5 | 19.2 | 10 | Yes | Both | 4 | 700 | 900 | 150 | 350 | 2025-01-01
210665611 | LENNOX | MPC012S4S-1P | MMDB012S4* | 11.7 | 18.8 | 10.3 | Yes | Both | 4 | 700 | 900 | 150 | 350 | 2025-01-01
210665612 | LENNOX | MPC018S4S-1P | MMDB018S4* | 12.3 | 20 | 10.5 | Yes | No | 4 | 700 | 900 | 150 | 350 | 2025-01-01
210665613 | LENNOX | MPC024S4S-1P | MMDB024S4* | 12.3 | 19 | 11 | Yes | Both | 4 | 700 | 900 | 150 | 350 | 2025-01-01
210665614 | LENNOX | MPC036S4S-1P | MMDB036S4* | 8.8 | 15.8 | 8.8 | No | N/A | 2 | 500 | 700 | 100 | 300 | 2025-01-01
210665616 | LENNOX | MPC012S4S-1P | MFMA012S4* | 13 | 22.7 | 10.2 | Yes | Both | 4 | 700 | 900 | 150 | 350 | 2025-01-01
210665617 | LENNOX | MPC018S4S-1P | MCFB018S4* | 12.5 | 23 | 9.9 | Yes | No | 3 | 600 | 800 | 150 | 350 | 2025-01-01
210665618 | LENNOX | MPC024S4S-1P | MCFA024S4* | 12.5 | 21.2 | 10.2 | Yes | Both | 4 | 700 | 900 | 150 | 350 | 2025-01-01
210665619 | LENNOX | MPC036S4S-1P | MCFA036S4* | 8.5 | 18.8 | 9 | No | N/A | 3 | 600 | 800 | 150 | 350 | 2025-01-01
210665620 | LENNOX | MPC048S4S-1P | MCFA048S4* | 9.1 | 18.9 | 9.7 | Yes | Yes | 3 | 600 | 800 | 150 | 350 | 2025-01-01
210665621 | LENNOX | MPC009S4S-1P | M22A009S4* | 13 | 20 | 10 | Yes | Both | 4 | 700 | 900 | 150 | 350 | 2025-01-01
210665622 | LENNOX | MPC012S4S-1P | M22A012S4* | 13.9 | 22.7 | 9.9 | Yes | No | 3 | 600 | 800 | 150 | 350 | 2025-01-01
210665623 | LENNOX | MPC018S4S-1P | M22A018S4* | 12.5 | 20.5 | 10.4 | Yes | No | 4 | 700 | 900 | 150 | 350 | 2025-01-01
210665624 | LENNOX | MPC024S4S-1P | M33C024S4* | 12.3 | 21.5 | 9.6 | Yes | Both | 3 | 600 | 800 | 150 | 350 | 2025-01-01
210665625 | LENNOX | MPC036S4S-1P | M33C036S4* | 9.4 | 19.2 | 8.7 | No | N/A | 2 | 500 | 700 | 100 | 300 | 2025-01-01
210665626 | LENNOX | MPC048S4S-1P | M33C048S4* | 9.5 | 18.5 | 9.8 | No | N/A | 3 | 600 | 800 | 150 | 350 | 2025-01-01
210665627 | LENNOX | MLB009S4S-1P | MWMC009S4* | 16.2 | 28.1 | 11.5 | Yes | Both | 4 | 700 | 900 | 150 | 350 | 2025-01-01
210665628 | LENNOX | MLB012S4S-1P | MWMC012S4* | 13.5 | 25.5 | 10.4 | Yes | Both | 4 | 700 | 900 | 150 | 350 | 2025-01-01
210665629 | LENNOX | MLB018S4S-1P | MWMC018S4* | 12.5 | 21.5 | 11.2 | Yes | Both | 4 | 700 | 900 | 150 | 350 | 2025-01-01
210665630 | LENNOX | MLB024S4S-1P | MWMC024S4* | 13 | 21.5 | 11.4 | Yes | Both | 4 | 700 | 900 | 150 | 350 | 2025-01-01
210665631 | LENNOX | MLB009S4S-1P | MMDB009S4* | 13.2 | 20.2 | 12 | Yes | Both | 4 | 700 | 900 | 150 | 350 | 2025-01-01
210665632 | LENNOX | MLB012S4S-1P | MMDB012S4* | 11.7 | 19.5 | 10 | Yes | Both | 4 | 700 | 900 | 150 | 350 | 2025-01-01
210665633 | LENNOX | MLB018S4S-1P | MMDB018S4* | 11.7 | 18 | 9.2 | Yes | Both | 3 | 600 | 800 | 150 | 350 | 2025-01-01
210665634 | LENNOX | MLB024S4S-1P | MMDB024S4* | 12 | 19.2 | 10.5 | Yes | Both | 4 | 700 | 900 | 150 | 350 | 2025-01-01
210665635 | LENNOX | MLB036S4S-2P | MMDB036S4* | 9 | 16.5 | 11 | Yes | Yes | 4 | 700 | 900 | 150 | 350 | 2025-01-01
210665637 | LENNOX | MLB012S4S-1P | MFMA012S4* | 13 | 23.6 | 10 | Yes | Both | 4 | 700 | 900 | 150 | 350 | 2025-01-01
210665638 | LENNOX | MLB018S4S-1P | MCFB018S4* | 12.5 | 20.5 | 9.8 | Yes | Both | 3 | 600 | 800 | 150 | 350 | 2025-01-01
210665639 | LENNOX | MLB024S4S-1P | MCFA024S4* | 11.7 | 20.5 | 11 | Yes | Both | 4 | 700 | 900 | 150 | 350 | 2025-01-01
210665640 | LENNOX | MLB036S4S-2P | MCFA036S4* | 8.8 | 17.6 | 10 | Yes | Yes | 4 | 700 | 900 | 150 | 350 | 2025-01-01
210665641 | LENNOX | MLB048S4S-2P | MCFA048S4* | 8.2 | 17 | 9.8 | Yes | Yes | 3 | 600 | 800 | 150 | 350 | 2025-01-01
210665642 | LENNOX | MLB009S4S-1P | M22A009S4* | 13 | 20.5 | 10.2 | Yes | Both | 4 | 700 | 900 | 150 | 350 | 2025-01-01
210665643 | LENNOX | MLB012S4S-1P | M22A012S4* | 12.7 | 22.3 | 10.2 | Yes | Both | 4 | 700 | 900 | 150 | 350 | 2025-01-01
210665644 | LENNOX | MLB018S4S-1P | M22A018S4* | 12.5 | 20 | 9.5 | Yes | Both | 3 | 600 | 800 | 150 | 350 | 2025-01-01
210665645 | LENNOX | MLB024S4S-1P | M33C024S4* | 11 | 20.5 | 11.5 | Yes | Both | 4 | 700 | 900 | 150 | 350 | 2025-01-01
210665646 | LENNOX | MLB036S4S-2P | M33C036S4* | 9.5 | 19.4 | 10.5 | Yes | Yes | 4 | 700 | 900 | 150 | 350 | 2025-01-01
210665647 | LENNOX | MLB048S4S-2P | M33C048S4* | 8.3 | 16.8 | 10.7 | Yes | Yes | 4 | 700 | 900 | 150 | 350 | 2025-01-01
210665648 | LENNOX | MHB009S4S-1L | MWHB009S4* | 12.5 | 21.5 | 9.1 | Yes | Both | 3 | 600 | 800 | 150 | 350 | 2025-01-01
210665649 | LENNOX | MHB012S4S-1L | MWHB012S4* | 10.3 | 20.8 | 8.7 | No | N/A | 2 | 500 | 700 | 100 | 300 | 2025-01-01
210665650 | LENNOX | MHB009S4S-1P | MWHB009S4* | 12.6 | 21.7 | 9.4 | Yes | Both | 3 | 600 | 800 | 150 | 350 | 2025-01-01
210665651 | LENNOX | MHB012S4S-1P | MWHB012S4* | 10.8 | 21.4 | 9.2 | No | N/A | 3 | 600 | 800 | 150 | 350 | 2025-01-01
210665652 | LENNOX | MHB018S4S-1P | MWHB018S4* | 10.8 | 19.5 | 8.7 | No | N/A | 2 | 500 | 700 | 100 | 300 | 2025-01-01
210665653 | LENNOX | MHB024S4S-1P | MWHB024S4* | 9.5 | 18.5 | 8.6 | No | N/A | 2 | 500 | 700 | 100 | 300 | 2025-01-01
210727623 | LENNOX | LI009HO-210P432-1 | LI009HI-210P432-1 | 12.5 | 20.5 | 8.8 | No | N/A | 2 | 500 | 700 | 100 | 300 | 2025-01-01
210727624 | LENNOX | LI012HO-210P432-1 | LI012HI-210P432-1 | 11.3 | 20 | 8.5 | No | N/A | 2 | 500 | 700 | 100 | 300 | 2025-01-01
210727625 | LENNOX | LI018HO-210P432-1 | LI018HI-210P432-1 | 10.9 | 20 | 8.5 | No | N/A | 2 | 500 | 700 | 100 | 300 | 2025-01-01
210727626 | LENNOX | LI024HO-210P432-1 | LI024HI-210P432-1 | 12.2 | 22 | 9 | No | N/A | 3 | 600 | 800 | 150 | 350 | 2025-01-01
206764038 | LENNOX VRF | VEP036C432P2 |  | 10.6 | 18 | 8.2 | No | N/A | 1 | 400 | 600 | 100 | 300 | 2025-01-01
206764040 | LENNOX VRF | VEP048C432P2 |  | 8.8 | 16 | 8.5 | No | N/A | 2 | 500 | 700 | 100 | 300 | 2025-01-01
206764042 | LENNOX VRF | VEP060C432P2 |  | 9.5 | 18 | 8.5 | No | N/A | 2 | 500 | 700 | 100 | 300 | 2025-01-01
206764033 | LENNOX VRF | VEP024C432P |  | 10.5 | 18 | 8.5 | No | N/A | 2 | 500 | 700 | 100 | 300 | 2025-01-01
206764041 | LENNOX VRF | VEP060C432P2 |  | 10.5 | 20 | 9.8 | No | N/A | 3 | 600 | 800 | 150 | 350 | 2025-01-01
206764039 | LENNOX VRF | VEP048C432P2 |  | 10.5 | 22 | 9.8 | No | N/A | 3 | 600 | 800 | 150 | 350 | 2025-01-01
206764037 | LENNOX VRF | VEP036C432P2 |  | 11.5 | 22 | 9.8 | No | N/A | 3 | 600 | 800 | 150 | 350 | 2025-01-01
206764035 | LENNOX VRF | VEP028C432P |  | 10.5 | 18 | 8.5 | No | N/A | 2 | 500 | 700 | 100 | 300 | 2025-01-01
216727303 | LEVIOR | LMSHP-12BT/R32/17SR-10V | LMSHP-12BT/R32/17SR-10V | 9.5 | 17 | 9.5 | No | N/A | 3 | 600 | 800 | 150 | 350 | 2025-01-01
216727304 | LEVIOR | LMSHP-12BT/R32/16SR | LMSHP-12BT/R32/16SR | 9.5 | 17 | 8.3 | No | N/A | 1 | 400 | 600 | 100 | 300 | 2025-01-01
216727305 | LEVIOR | LMSHP-18BT/R32/17SR | LMSHP-18BT/R32/17SR | 9.5 | 17 | 8.5 | No | N/A | 2 | 500 | 700 | 100 | 300 | 2025-01-01
216727306 | LEVIOR | LMSHP-24BT/R32/17SR | LMSHP-24BT/R32/17SR | 9.5 | 17 | 9.5 | No | N/A | 3 | 600 | 800 | 150 | 350 | 2025-01-01
210529234 | LG | LMU483HV |  | 12.6 | 19 | 9.5 | Yes | No | 3 | 600 | 800 | 150 | 350 | 2025-01-01
210529236 | LG | LMU543HV |  | 12.5 | 18.5 | 9.3 | Yes | No | 3 | 600 | 800 | 150 | 350 | 2025-01-01
205967238 | LG | ARUM036GSS5 |  | 13 | 17 | 10.1 | Yes | Both | 4 | 700 | 900 | 150 | 350 | 2025-01-01
214914949 | LG | ZRUM048GSS0 |  | 12.2 | 17 | 10 | Yes | Both | 4 | 700 | 900 | 150 | 350 | 2025-01-01
214914956 | LG | ZRUN024GSS0 |  | 14.8 | 18.15 | 10.2 | Yes | Both | 4 | 700 | 900 | 150 | 350 | 2025-01-01
214914952 | LG | ZRUM036GSS0 |  | 13.5 | 17 | 10.1 | Yes | Both | 4 | 700 | 900 | 150 | 350 | 2025-01-01
10271657 | LG | ARUB060GSS4 |  | 10 | 16.2 | 9.1 | Yes | Yes | 3 | 600 | 800 | 150 | 350 | 2025-01-01
214848474 | LG | KUMXA181A |  | 12 | 17 | 9 | Yes | Both | 3 | 600 | 800 | 150 | 350 | 2025-01-01
214848484 | LG | KUMXB241A |  | 12.5 | 18.5 | 9 | Yes | No | 3 | 600 | 800 | 150 | 350 | 2025-01-01
214848476 | LG | KUMXA241A |  | 12.5 | 18.5 | 9.5 | Yes | Both | 3 | 600 | 800 | 150 | 350 | 2025-01-01
214848482 | LG | KUMXB181A |  | 12.5 | 18.5 | 9 | Yes | No | 3 | 600 | 800 | 150 | 350 | 2025-01-01
215402336 | LG | KUMXB301A |  | 12 | 18.5 | 8.8 | Yes | No | 2 | 500 | 700 | 100 | 300 | 2025-01-01
215402338 | LG | KUMXB361A |  | 11.7 | 18 | 8.6 | Yes | No | 2 | 500 | 700 | 100 | 300 | 2025-01-01
215402340 | LG | KUMXB481A |  | 12.6 | 19 | 9.5 | Yes | No | 3 | 600 | 800 | 150 | 350 | 2025-01-01
215402342 | LG | KUMXB541A |  | 12.5 | 18.5 | 9.3 | Yes | No | 3 | 600 | 800 | 150 | 350 | 2025-01-01
215402344 | LG | KUMXB601A |  | 11.7 | 18.5 | 9.5 | Yes | No | 3 | 600 | 800 | 150 | 350 | 2025-01-01
215402346 | LG | KUMXA361A |  | 13.5 | 19 | 10 | Yes | Both | 4 | 700 | 900 | 150 | 350 | 2025-01-01
215402348 | LG | KUMXA421A |  | 13.1 | 19 | 10 | Yes | Both | 4 | 700 | 900 | 150 | 350 | 2025-01-01
215408637 | LG | KUMXA481A |  | 12.6 | 18.5 | 10 | Yes | Both | 4 | 700 | 900 | 150 | 350 | 2025-01-01
214914945 | LG | ZRUM060GSS0 |  | 11.7 | 16.2 | 9.1 | Yes | Both | 3 | 600 | 800 | 150 | 350 | 2025-01-01
7180064 | LG | LMU36CHV |  | 11 | 17.6 | 8.5 | No | N/A | 2 | 500 | 700 | 100 | 300 | 2025-01-01
8111356 | LG | LMU30CHV |  | 11 | 17.6 | 8.5 | No | N/A | 2 | 500 | 700 | 100 | 300 | 2025-01-01
8717932 | LG | ARUN038GSS4 |  | 11.5 | 20.1 | 10.6 | Yes | Both | 4 | 700 | 900 | 150 | 350 | 2025-01-01
8717930 | LG | ARUN048GSS4 |  | 13.2 | 20 | 10.2 | Yes | Both | 4 | 700 | 900 | 150 | 350 | 2025-01-01
10070563 | LG | ARUN024GSS4 |  | 12.2 | 18.15 | 10.2 | Yes | Both | 4 | 700 | 900 | 150 | 350 | 2025-01-01
10445377 | LG | LMU300HHV |  | 11.7 | 17.5 | 9.2 | Yes | Both | 3 | 600 | 800 | 150 | 350 | 2025-01-01
10514711 | LG | ARUN060GSS4 |  | 10 | 16.2 | 9.1 | Yes | Yes | 3 | 600 | 800 | 150 | 350 | 2025-01-01
10445373 | LG | LMU180HHV |  | 12 | 17.5 | 8.6 | Yes | Both | 2 | 500 | 700 | 100 | 300 | 2025-01-01
10445375 | LG | LMU240HHV |  | 11.7 | 17 | 9.2 | Yes | Both | 3 | 600 | 800 | 150 | 350 | 2025-01-01
205967236 | LG | ARUM048GSS5 |  | 13 | 17 | 10 | Yes | Both | 4 | 700 | 900 | 150 | 350 | 2025-01-01
206221549 | LG | LMU180HV |  | 12.5 | 18.5 | 8.5 | No | N/A | 2 | 500 | 700 | 100 | 300 | 2025-01-01
206221551 | LG | LMU240HV |  | 12.5 | 18.5 | 8.5 | No | N/A | 2 | 500 | 700 | 100 | 300 | 2025-01-01
206717003 | LG | LMU601HV |  | 11 | 18.5 | 9.5 | Yes | Yes | 3 | 600 | 800 | 150 | 350 | 2025-01-01
206717004 | LG | LMU481HV |  | 12.6 | 19 | 9.5 | Yes | No | 3 | 600 | 800 | 150 | 350 | 2025-01-01
206717005 | LG | LMU541HV |  | 12.5 | 18.5 | 9.3 | Yes | No | 3 | 600 | 800 | 150 | 350 | 2025-01-01
206717006 | LG | LMU361HHV |  | 13.5 | 19 | 10 | Yes | Both | 4 | 700 | 900 | 150 | 350 | 2025-01-01
206717008 | LG | LMU421HHV |  | 13.1 | 19 | 10 | Yes | Both | 4 | 700 | 900 | 150 | 350 | 2025-01-01
206717009 | LG | LMU480HHV |  | 12.6 | 18.5 | 10 | Yes | Both | 4 | 700 | 900 | 150 | 350 | 2025-01-01
208131885 | LG | LMU183HV |  | 12.5 | 18.5 | 9 | Yes | No | 3 | 600 | 800 | 150 | 350 | 2025-01-01
208131887 | LG | LMU243HV |  | 12.5 | 18.5 | 9 | Yes | No | 3 | 600 | 800 | 150 | 350 | 2025-01-01
208131889 | LG | LMU303HV |  | 12 | 18.5 | 8.8 | Yes | No | 2 | 500 | 700 | 100 | 300 | 2025-01-01
208131891 | LG | LMU363HV |  | 11.7 | 18 | 8.6 | Yes | No | 2 | 500 | 700 | 100 | 300 | 2025-01-01
214848478 | LG | KUMXA301A |  | 11.7 | 18.5 | 9.5 | Yes | Both | 3 | 600 | 800 | 150 | 350 | 2025-01-01
208131884 | LG | LMU183HV |  | 13.5 | 22.5 | 9.6 | Yes | No | 3 | 600 | 800 | 150 | 350 | 2025-01-01
208131890 | LG | LMU363HV |  | 12.5 | 21.5 | 9 | Yes | No | 3 | 600 | 800 | 150 | 350 | 2025-01-01
208131888 | LG | LMU303HV |  | 13 | 22 | 9.2 | Yes | No | 3 | 600 | 800 | 150 | 350 | 2025-01-01
208131886 | LG | LMU243HV |  | 12.5 | 22.5 | 9.4 | Yes | No | 3 | 600 | 800 | 150 | 350 | 2025-01-01
206717007 | LG | LMU361HHV |  | 14.5 | 22 | 11 | Yes | Yes | 4 | 700 | 900 | 150 | 350 | 2025-01-01
206716999 | LG | LMU481HV |  | 12.8 | 20.8 | 9.5 | Yes | No | 3 | 600 | 800 | 150 | 350 | 2025-01-01
206717000 | LG | LMU541HV |  | 12.6 | 20.6 | 9.3 | Yes | No | 3 | 600 | 800 | 150 | 350 | 2025-01-01
206717001 | LG | LMU421HHV |  | 13.8 | 21.5 | 11 | Yes | Both | 4 | 700 | 900 | 150 | 350 | 2025-01-01
206717002 | LG | LMU480HHV |  | 13.1 | 20.5 | 10.5 | Yes | Both | 4 | 700 | 900 | 150 | 350 | 2025-01-01
206717015 | LG | LMU601HV |  | 11.3 | 20.5 | 10 | Yes | No | 4 | 700 | 900 | 150 | 350 | 2025-01-01
206221543 | LG | LMU180HV |  | 13.5 | 22.5 | 9.6 | No | N/A | 3 | 600 | 800 | 150 | 350 | 2025-01-01
206221544 | LG | LMU240HV |  | 13.5 | 22.5 | 9 | No | N/A | 3 | 600 | 800 | 150 | 350 | 2025-01-01
205967237 | LG | ARUM036GSS5 |  | 15.5 | 23 | 10.6 | Yes | Both | 4 | 700 | 900 | 150 | 350 | 2025-01-01
205967235 | LG | ARUM048GSS5 |  | 13.5 | 23.3 | 10.3 | Yes | Both | 4 | 700 | 900 | 150 | 350 | 2025-01-01
10445372 | LG | LMU180HHV |  | 13.5 | 21 | 9.2 | Yes | Both | 3 | 600 | 800 | 150 | 350 | 2025-01-01
10514710 | LG | ARUN060GSS4 |  | 10 | 23 | 10 | Yes | Yes | 4 | 700 | 900 | 150 | 350 | 2025-01-01
10445376 | LG | LMU300HHV |  | 12.5 | 20 | 9.8 | Yes | Both | 3 | 600 | 800 | 150 | 350 | 2025-01-01
10445374 | LG | LMU240HHV |  | 13.5 | 21 | 9.8 | Yes | Both | 3 | 600 | 800 | 150 | 350 | 2025-01-01
10070561 | LG | ARUB060GSS4 |  | 10 | 23 | 10 | Yes | Yes | 4 | 700 | 900 | 150 | 350 | 2025-01-01
10070562 | LG | ARUN024GSS4 |  | 10.7 | 18.15 | 10.2 | No | N/A | 4 | 700 | 900 | 150 | 350 | 2025-01-01
8717931 | LG | ARUN038GSS4 |  | 11.5 | 20.1 | 10.6 | Yes | Both | 4 | 700 | 900 | 150 | 350 | 2025-01-01
8717929 | LG | ARUN048GSS4 |  | 13.2 | 20 | 10.2 | Yes | Both | 4 | 700 | 900 | 150 | 350 | 2025-01-01
8111355 | LG | LMU30CHV |  | 13 | 22 | 9.2 | No | N/A | 3 | 600 | 800 | 150 | 350 | 2025-01-01
7180063 | LG | LMU36CHV |  | 13 | 21.5 | 8.2 | No | N/A | 1 | 400 | 600 | 100 | 300 | 2025-01-01
214914947 | LG | ZRUM048GSS0 |  | 13.5 | 23.3 | 10.3 | Yes | Both | 4 | 700 | 900 | 150 | 350 | 2025-01-01
214914943 | LG | ZRUM060GSS0 |  | 13 | 23 | 10 | Yes | Both | 4 | 700 | 900 | 150 | 350 | 2025-01-01
215402335 | LG | KUMXB301A |  | 13 | 22 | 9.5 | Yes | No | 3 | 600 | 800 | 150 | 350 | 2025-01-01
215408636 | LG | KUMXA481A |  | 13.1 | 20.5 | 10.5 | Yes | Both | 4 | 700 | 900 | 150 | 350 | 2025-01-01
215402347 | LG | KUMXA421A |  | 13.8 | 21.5 | 11 | Yes | Both | 4 | 700 | 900 | 150 | 350 | 2025-01-01
215402345 | LG | KUMXA361A |  | 14.5 | 22 | 11 | Yes | Both | 4 | 700 | 900 | 150 | 350 | 2025-01-01
215402343 | LG | KUMXB601A |  | 12 | 20.5 | 10 | Yes | No | 4 | 700 | 900 | 150 | 350 | 2025-01-01
215402341 | LG | KUMXB541A |  | 12.6 | 20.6 | 9.5 | Yes | No | 3 | 600 | 800 | 150 | 350 | 2025-01-01
215402339 | LG | KUMXB481A |  | 12.8 | 20.5 | 9.5 | Yes | No | 3 | 600 | 800 | 150 | 350 | 2025-01-01
215402337 | LG | KUMXB361A |  | 12.5 | 21.5 | 9.5 | Yes | No | 3 | 600 | 800 | 150 | 350 | 2025-01-01
214848483 | LG | KUMXB241A |  | 12.5 | 22.5 | 9.8 | Yes | No | 3 | 600 | 800 | 150 | 350 | 2025-01-01
214848477 | LG | KUMXA301A |  | 12.5 | 20 | 9.8 | Yes | Both | 3 | 600 | 800 | 150 | 350 | 2025-01-01
214848481 | LG | KUMXB181A |  | 13.5 | 22.5 | 9.8 | Yes | No | 3 | 600 | 800 | 150 | 350 | 2025-01-01
214848475 | LG | KUMXA241A |  | 13.5 | 21 | 9.8 | Yes | Both | 3 | 600 | 800 | 150 | 350 | 2025-01-01
214848473 | LG | KUMXA181A |  | 13.5 | 20 | 9.8 | Yes | Both | 3 | 600 | 800 | 150 | 350 | 2025-01-01
214914954 | LG | ZRUN024GSS0 |  | 14.8 | 20.05 | 10.2 | Yes | Both | 4 | 700 | 900 | 150 | 350 | 2025-01-01
214914950 | LG | ZRUM036GSS0 |  | 15.5 | 23 | 10.6 | Yes | Both | 4 | 700 | 900 | 150 | 350 | 2025-01-01
210529233 | LG | LMU483HV |  | 12.8 | 20.8 | 9.5 | Yes | No | 3 | 600 | 800 | 150 | 350 | 2025-01-01
210529235 | LG | LMU543HV |  | 12.6 | 20.6 | 9.3 | Yes | No | 3 | 600 | 800 | 150 | 350 | 2025-01-01
210568062 | LG | LMU483HV |  | 12.7 | 19.9 | 9.5 | Yes | No | 3 | 600 | 800 | 150 | 350 | 2025-01-01
210568063 | LG | LMU543HV |  | 12.55 | 19.55 | 9.3 | Yes | No | 3 | 600 | 800 | 150 | 350 | 2025-01-01
205967239 | LG | ARUM048GSS5 |  | 12.85 | 20.35 | 10.15 | Yes | Both | 4 | 700 | 900 | 150 | 350 | 2025-01-01
205967240 | LG | ARUM036GSS5 |  | 14.5 | 20 | 10.35 | Yes | Both | 4 | 700 | 900 | 150 | 350 | 2025-01-01
10271658 | LG | ARUN024GSS4 |  | 14.8 | 18.15 | 10.2 | Yes | Both | 4 | 700 | 900 | 150 | 350 | 2025-01-01
10271659 | LG | ARUB060GSS4 |  | 11.5 | 19.6 | 9.55 | Yes | Yes | 3 | 600 | 800 | 150 | 350 | 2025-01-01
214848485 | LG | KUMXB181A |  | 13 | 20.5 | 9.4 | Yes | No | 3 | 600 | 800 | 150 | 350 | 2025-01-01
214848486 | LG | KUMXB241A |  | 12.5 | 20.5 | 9.4 | Yes | No | 3 | 600 | 800 | 150 | 350 | 2025-01-01
215223213 | LG | ZRUM060GSS0 |  | 12.35 | 19.6 | 9.55 | Yes | Both | 3 | 600 | 800 | 150 | 350 | 2025-01-01
215223214 | LG | ZRUN024GSS0 |  | 14.8 | 19.1 | 10.2 | Yes | Both | 4 | 700 | 900 | 150 | 350 | 2025-01-01
215223215 | LG | ZRUM048GSS0 |  | 12.85 | 20.1 | 10.15 | Yes | Both | 4 | 700 | 900 | 150 | 350 | 2025-01-01
215223216 | LG | ZRUM036GSS0 |  | 14 | 20 | 10.35 | Yes | Both | 4 | 700 | 900 | 150 | 350 | 2025-01-01
215408629 | LG | KUMXB301A |  | 12.5 | 20.25 | 9.15 | Yes | No | 3 | 600 | 800 | 150 | 350 | 2025-01-01
215408630 | LG | KUMXB361A |  | 12.1 | 19.75 | 9.05 | Yes | No | 3 | 600 | 800 | 150 | 350 | 2025-01-01
215408631 | LG | KUMXB481A |  | 12.7 | 19.75 | 9.5 | Yes | No | 3 | 600 | 800 | 150 | 350 | 2025-01-01
215408632 | LG | KUMXB541A |  | 12.55 | 19.55 | 9.4 | Yes | No | 3 | 600 | 800 | 150 | 350 | 2025-01-01
215408633 | LG | KUMXB601A |  | 11.85 | 19.5 | 9.75 | Yes | No | 3 | 600 | 800 | 150 | 350 | 2025-01-01
215408634 | LG | KUMXA361A |  | 14 | 20.5 | 10.5 | Yes | Both | 4 | 700 | 900 | 150 | 350 | 2025-01-01
215408635 | LG | KUMXA421A |  | 13.45 | 20.25 | 10.5 | Yes | Both | 4 | 700 | 900 | 150 | 350 | 2025-01-01
215408638 | LG | KUMXA481A |  | 12.85 | 19.5 | 10.25 | Yes | Both | 4 | 700 | 900 | 150 | 350 | 2025-01-01
214848487 | LG | KUMXA301A |  | 12.1 | 19.25 | 9.65 | Yes | Both | 3 | 600 | 800 | 150 | 350 | 2025-01-01
7184508 | LG | LMU36CHV |  | 12 | 19.55 | 8.35 | No | N/A | 1 | 400 | 600 | 100 | 300 | 2025-01-01
8111359 | LG | LMU30CHV |  | 12 | 19.8 | 8.85 | No | N/A | 2 | 500 | 700 | 100 | 300 | 2025-01-01
8717933 | LG | ARUN038GSS4 |  | 14 | 20.1 | 10.6 | Yes | Both | 4 | 700 | 900 | 150 | 350 | 2025-01-01
8717934 | LG | ARUN048GSS4 |  | 13.2 | 20 | 10.2 | Yes | Both | 4 | 700 | 900 | 150 | 350 | 2025-01-01
208132540 | LG | LMU363HV |  | 12.1 | 19.75 | 8.8 | Yes | No | 2 | 500 | 700 | 100 | 300 | 2025-01-01
10516995 | LG | ARUN060GSS4 |  | 11.5 | 19.6 | 9.55 | Yes | Yes | 3 | 600 | 800 | 150 | 350 | 2025-01-01
10516996 | LG | LMU180HHV |  | 12.75 | 19.25 | 8.9 | Yes | Both | 2 | 500 | 700 | 100 | 300 | 2025-01-01
10516997 | LG | LMU240HHV |  | 12.6 | 19 | 9.5 | Yes | Both | 3 | 600 | 800 | 150 | 350 | 2025-01-01
10525928 | LG | LMU300HHV |  | 12.1 | 18.75 | 9.5 | Yes | Both | 3 | 600 | 800 | 150 | 350 | 2025-01-01
206221552 | LG | LMU240HV |  | 13 | 20.5 | 8.75 | No | N/A | 2 | 500 | 700 | 100 | 300 | 2025-01-01
206221550 | LG | LMU180HV |  | 13 | 20.5 | 9.05 | No | N/A | 3 | 600 | 800 | 150 | 350 | 2025-01-01
206717016 | LG | LMU601HV |  | 11.15 | 19.5 | 9.75 | Yes | Yes | 3 | 600 | 800 | 150 | 350 | 2025-01-01
206717010 | LG | LMU481HV |  | 12.7 | 19.9 | 9.5 | Yes | No | 3 | 600 | 800 | 150 | 350 | 2025-01-01
206717011 | LG | LMU541HV |  | 12.55 | 19.55 | 9.3 | Yes | No | 3 | 600 | 800 | 150 | 350 | 2025-01-01
206717012 | LG | LMU361HHV |  | 14 | 20.5 | 10.5 | Yes | Both | 4 | 700 | 900 | 150 | 350 | 2025-01-01
206717013 | LG | LMU421HHV |  | 13.45 | 20.25 | 10.5 | Yes | Both | 4 | 700 | 900 | 150 | 350 | 2025-01-01
206717014 | LG | LMU480HHV |  | 12.85 | 19.5 | 10.25 | Yes | Both | 4 | 700 | 900 | 150 | 350 | 2025-01-01
208132537 | LG | LMU183HV |  | 13 | 20.5 | 9.3 | Yes | No | 3 | 600 | 800 | 150 | 350 | 2025-01-01
208132538 | LG | LMU243HV |  | 12.5 | 20.5 | 9.2 | Yes | No | 3 | 600 | 800 | 150 | 350 | 2025-01-01
208132539 | LG | LMU303HV |  | 12.5 | 20.25 | 9 | Yes | No | 3 | 600 | 800 | 150 | 350 | 2025-01-01
214848479 | LG | KUMXA181A |  | 12.75 | 18.5 | 9.4 | Yes | Both | 3 | 600 | 800 | 150 | 350 | 2025-01-01
214848480 | LG | KUMXA241A |  | 13 | 19.75 | 9.65 | Yes | Both | 3 | 600 | 800 | 150 | 350 | 2025-01-01
217175964 | LG | KUSXE601A | KNSLE602A | 10 | 16 | 8.5 | No | N/A | 2 | 500 | 700 | 100 | 300 | 2025-01-01
217175965 | LG | KUSXE241A | KNSLE242A | 10 | 16 | 8.5 | No | N/A | 2 | 500 | 700 | 100 | 300 | 2025-01-01
217175966 | LG | KUSXE181A | KNSLE182A | 10 | 16 | 8.5 | No | N/A | 2 | 500 | 700 | 100 | 300 | 2025-01-01
217175967 | LG | KUSXE301A | KNSLE302A | 10 | 16 | 8.5 | No | N/A | 2 | 500 | 700 | 100 | 300 | 2025-01-01
217175968 | LG | KUSXE361A | KNSLE362A | 10 | 16 | 8.5 | No | N/A | 2 | 500 | 700 | 100 | 300 | 2025-01-01
217175969 | LG | KUSXE421A | KNSLE422A | 8.2 | 16 | 8.5 | No | N/A | 2 | 500 | 700 | 100 | 300 | 2025-01-01
217175970 | LG | KUSXE481A | KNSLE482A | 10 | 16 | 8.5 | No | N/A | 2 | 500 | 700 | 100 | 300 | 2025-01-01
216778956 | LG | KUSXA181A | KNUFB181A | 12.5 | 20 | 9.5 | Yes | Both | 3 | 600 | 800 | 150 | 350 | 2025-01-01
216778957 | LG | KUSXB181A | KNUFB181A | 12.2 | 20.5 | 9.5 | Yes | Both | 3 | 600 | 800 | 150 | 350 | 2025-01-01
216778958 | LG | KUSXB121A | KNUFB121A | 12.2 | 21.7 | 10.1 | Yes | Both | 4 | 700 | 900 | 150 | 350 | 2025-01-01
216778959 | LG | KUSXB091A | KNUFB091A | 12.6 | 20.2 | 10.4 | Yes | Both | 4 | 700 | 900 | 150 | 350 | 2025-01-01
216592037 | LG | KUSXA181A | KNSFB181A | 12.5 | 20 | 9.5 | Yes | Both | 3 | 600 | 800 | 150 | 350 | 2025-01-01
207462345 | LG | LSU181HSV5 | LAN181HSV5 | 12.55 | 22 | 9.5 | Yes | Both | 3 | 600 | 800 | 150 | 350 | 2025-01-01
207348499 | LG | LAU090HSV5 | LAN090HSV5 | 14.5 | 23.2 | 10.2 | Yes | Both | 4 | 700 | 900 | 150 | 350 | 2025-01-01
207348500 | LG | LAU120HSV5 | LAN120HSV5 | 12.5 | 22 | 10 | Yes | No | 4 | 700 | 900 | 150 | 350 | 2025-01-01
207348501 | LG | LGU121HSV5 | LGN121HSV5 | 12.5 | 22 | 10 | Yes | Both | 4 | 700 | 900 | 150 | 350 | 2025-01-01
207348503 | LG | LSU181HSV5 | LSN181HSV5 | 12.55 | 22 | 9.5 | Yes | Both | 3 | 600 | 800 | 150 | 350 | 2025-01-01
207348504 | LG | LGU181HSV5 | LGN181HSV5 | 12.55 | 22 | 9.5 | Yes | No | 3 | 600 | 800 | 150 | 350 | 2025-01-01
206606848 | LG | LSU120HFV3 | LSN120HFV3 | 10.5 | 17 | 8.5 | No | N/A | 2 | 500 | 700 | 100 | 300 | 2025-01-01
206606849 | LG | LSU240HFV3 | LSN240HFV3 | 11 | 17 | 8.3 | No | N/A | 1 | 400 | 600 | 100 | 300 | 2025-01-01
206606850 | LG | LSU090HFV3 | LSN090HFV3 | 12.5 | 17 | 8.7 | Yes | No | 2 | 500 | 700 | 100 | 300 | 2025-01-01
206606851 | LG | LSU180HFV3 | LSN180HFV3 | 12 | 17 | 8.9 | No | N/A | 2 | 500 | 700 | 100 | 300 | 2025-01-01
205788763 | LG | LUU180HHV | LCN188HV4 | 12.8 | 20 | 9.4 | Yes | Both | 3 | 600 | 800 | 150 | 350 | 2025-01-01
205788764 | LG | LUU240HHV | LCN249HV | 12.6 | 21 | 10.2 | Yes | Both | 4 | 700 | 900 | 150 | 350 | 2025-01-01
205788765 | LG | LUU420HHV | LCN429HV | 12.8 | 19.5 | 10.75 | Yes | Both | 4 | 700 | 900 | 150 | 350 | 2025-01-01
205788767 | LG | LUU240HHV | LHN248HV | 12 | 16.75 | 9.4 | Yes | Both | 3 | 600 | 800 | 150 | 350 | 2025-01-01
205788768 | LG | LUU360HHV | LCN369HV | 12.6 | 21.5 | 10.55 | Yes | Both | 4 | 700 | 900 | 150 | 350 | 2025-01-01
205788769 | LG | LUU360HHV | LHN368HV | 12 | 18.3 | 9.2 | Yes | Both | 3 | 600 | 800 | 150 | 350 | 2025-01-01
205788770 | LG | LUU420HHV | LHN428HV | 12.05 | 18.7 | 9.15 | Yes | Both | 3 | 600 | 800 | 150 | 350 | 2025-01-01
205788771 | LG | LUU480HHV | LCN489HV | 12.5 | 17.5 | 10.65 | Yes | Both | 4 | 700 | 900 | 150 | 350 | 2025-01-01
205788772 | LG | LUU480HHV | LHN488HV | 11.7 | 17.7 | 9.4 | Yes | Both | 3 | 600 | 800 | 150 | 350 | 2025-01-01
205788773 | LG | LUU360HHV | LVN361HV4 | 11.95 | 16.4 | 9.3 | Yes | Both | 3 | 600 | 800 | 150 | 350 | 2025-01-01
205788774 | LG | LUU180HHV | LVN181HV4 | 13.35 | 17.05 | 8.9 | Yes | Both | 2 | 500 | 700 | 100 | 300 | 2025-01-01
205788775 | LG | LUU240HHV | LVN241HV4 | 11.9 | 16.45 | 9.25 | Yes | Both | 3 | 600 | 800 | 150 | 350 | 2025-01-01
205788776 | LG | LUU420HHV | LVN420HV | 12 | 17.3 | 9.45 | Yes | Both | 3 | 600 | 800 | 150 | 350 | 2025-01-01
205788777 | LG | LUU480HHV | LVN480HV | 11.95 | 17.75 | 9.4 | Yes | Both | 3 | 600 | 800 | 150 | 350 | 2025-01-01
212578842 | LG | LUU180HHV | LHN188HV1 | 12.3 | 17.5 | 9.2 | Yes | Both | 3 | 600 | 800 | 150 | 350 | 2025-01-01
205049407 | LG | LUU127HV | LQN120HV4 | 12.6 | 20.8 | 10.2 | Yes | Both | 4 | 700 | 900 | 150 | 350 | 2025-01-01
205049408 | LG | LUU097HV | LQN090HV4 | 12.6 | 21 | 10.4 | Yes | Both | 4 | 700 | 900 | 150 | 350 | 2025-01-01
204825177 | LG | LAU090HYV3 | LAN090HYV3 | 15.8 | 27 | 13.5 | Yes | Both | 4 | 700 | 900 | 150 | 350 | 2025-01-01
204825178 | LG | LAU120HYV3 | LAN120HYV3 | 13.8 | 25.5 | 11.2 | Yes | Both | 4 | 700 | 900 | 150 | 350 | 2025-01-01
204825179 | LG | LAU150HYV3 | LAN150HYV3 | 15 | 25 | 11 | Yes | Both | 4 | 700 | 900 | 150 | 350 | 2025-01-01
204825180 | LG | LAU180HYV3 | LAN180HYV3 | 14.4 | 24 | 10.8 | Yes | Both | 4 | 700 | 900 | 150 | 350 | 2025-01-01
203381517 | LG | LUU127HV | LCN128HV4 | 12.6 | 19.4 | 10.35 | Yes | Both | 4 | 700 | 900 | 150 | 350 | 2025-01-01
203381526 | LG | LUU097HV | LCN098HV4 | 13.65 | 20.2 | 10.55 | Yes | Both | 4 | 700 | 900 | 150 | 350 | 2025-01-01
203161351 | LG | LUU189HV | LVN181HV4 | 12.3 | 17.25 | 9.25 | Yes | Both | 3 | 600 | 800 | 150 | 350 | 2025-01-01
203161352 | LG | LUU249HV | LVN241HV4 | 11.45 | 17.6 | 9.7 | Yes | Yes | 3 | 600 | 800 | 150 | 350 | 2025-01-01
203161353 | LG | LUU249HV | LHN248HV | 11.7 | 16.85 | 9 | Yes | Both | 3 | 600 | 800 | 150 | 350 | 2025-01-01
203161354 | LG | LUU369HV | LHN368HV | 11.85 | 18.85 | 9.2 | Yes | Both | 3 | 600 | 800 | 150 | 350 | 2025-01-01
203162003 | LG | LUU369HV | LVN361HV4 | 11 | 16.25 | 8.95 | Yes | Yes | 2 | 500 | 700 | 100 | 300 | 2025-01-01
202544305 | LG | LSU090HEV2 | LSN090HEV2 | 12.5 | 20 | 9.2 | Yes | No | 3 | 600 | 800 | 150 | 350 | 2025-01-01
202544306 | LG | LSU120HEV2 | LSN120HEV2 | 10.5 | 19 | 9 | No | N/A | 3 | 600 | 800 | 150 | 350 | 2025-01-01
202544307 | LG | LSU180HEV2 | LSN180HEV2 | 12 | 19 | 9.4 | No | N/A | 3 | 600 | 800 | 150 | 350 | 2025-01-01
202544308 | LG | LSU240HEV2 | LSN240HEV2 | 11 | 19 | 8.8 | No | N/A | 2 | 500 | 700 | 100 | 300 | 2025-01-01
202177384 | LG | LUU189HV | LCN188HV4 | 12.5 | 20.5 | 9.7 | Yes | Both | 3 | 600 | 800 | 150 | 350 | 2025-01-01
10570122 | LG | LSU120HSV5 | LAN120HSV5 | 12.5 | 22 | 10 | Yes | Both | 4 | 700 | 900 | 150 | 350 | 2025-01-01
10570123 | LG | LSU120HSV5 | LSN120HSV5 | 12.5 | 22 | 10 | Yes | Both | 4 | 700 | 900 | 150 | 350 | 2025-01-01
10570124 | LG | LGU121HSV3 | LGN121HSV3 | 12.5 | 22 | 10 | Yes | No | 4 | 700 | 900 | 150 | 350 | 2025-01-01
10567390 | LG | LSU180HSV5 | LAN180HSV5 | 12.55 | 22 | 9.5 | Yes | Both | 3 | 600 | 800 | 150 | 350 | 2025-01-01
10567391 | LG | LSU180HSV5 | LSN180HSV5 | 12.55 | 22 | 9.5 | Yes | Both | 3 | 600 | 800 | 150 | 350 | 2025-01-01
10567392 | LG | LGU181HSV3 | LGN181HSV3 | 12.55 | 22 | 9.5 | Yes | Both | 3 | 600 | 800 | 150 | 350 | 2025-01-01
10567393 | LG | LSU090HSV5 | LAN090HSV5 | 14.5 | 23.2 | 10.2 | Yes | Both | 4 | 700 | 900 | 150 | 350 | 2025-01-01
10567394 | LG | LSU090HSV5 | LSN090HSV5 | 14.5 | 23.2 | 10.2 | Yes | Both | 4 | 700 | 900 | 150 | 350 | 2025-01-01
10400575 | LG | LUU428HV | LVN420HV | 10.75 | 17.2 | 9.35 | Yes | Yes | 3 | 600 | 800 | 150 | 350 | 2025-01-01
10401183 | LG | LUU488HV | LVN480HV | 9.8 | 16.8 | 9.2 | Yes | Yes | 3 | 600 | 800 | 150 | 350 | 2025-01-01
7947563 | LG | LAU090HYV1 | LAN090HYV1 | 15.65 | 27.5 | 10.4 | Yes | No | 4 | 700 | 900 | 150 | 350 | 2025-01-01
7849625 | LG | LAU120HYV1 | LAN120HYV1 | 13.8 | 25.5 | 10.3 | Yes | No | 4 | 700 | 900 | 150 | 350 | 2025-01-01
6468419 | LG | LAU090HYV | LAN090HYV | 16 | 27.5 | 10.3 | Yes | No | 4 | 700 | 900 | 150 | 350 | 2025-01-01
212578843 | LG | LUU240HV | LHN248HV1 | 11.8 | 18.5 | 10.4 | Yes | Both | 4 | 700 | 900 | 150 | 350 | 2025-01-01
212578844 | LG | LUU180HV | LHN188HV1 | 12.6 | 17.8 | 9.9 | Yes | Both | 3 | 600 | 800 | 150 | 350 | 2025-01-01
212578845 | LG | LUU120HV | LHN128HV1 | 11.7 | 16 | 10.5 | Yes | Both | 4 | 700 | 900 | 150 | 350 | 2025-01-01
212578846 | LG | LUU090HV | LHN098HV1 | 11.8 | 16 | 10.4 | Yes | Both | 4 | 700 | 900 | 150 | 350 | 2025-01-01
212578847 | LG | LUU240HHV | LHN248HV1 | 11.8 | 16.75 | 9.4 | Yes | Both | 3 | 600 | 800 | 150 | 350 | 2025-01-01
216367769 | LG | KUSAZ091A | KNSAZ091A | 12.5 | 21 | 8.7 | Yes | No | 2 | 500 | 700 | 100 | 300 | 2025-01-01
216367802 | LG | KUSAZ121A | KNSAZ121A | 12.3 | 20 | 8.5 | Yes | No | 2 | 500 | 700 | 100 | 300 | 2025-01-01
215735573 | LG | KUSXA422A | KNSLB421A | 12.5 | 19 | 9.8 | Yes | Both | 3 | 600 | 800 | 150 | 350 | 2025-01-01
215735574 | LG | KUSXA482A | KNSLB481A | 12.3 | 19 | 9.6 | Yes | Both | 3 | 600 | 800 | 150 | 350 | 2025-01-01
215812199 | LG | KUSXB361A | KNSLB361A | 11.8 | 17.5 | 9.5 | Yes | Both | 3 | 600 | 800 | 150 | 350 | 2025-01-01
215828272 | LG | KUSAP241A | KNSAP241A | 13 | 22 | 9.7 | Yes | Both | 3 | 600 | 800 | 150 | 350 | 2025-01-01
215828273 | LG | KUSAL241A | KNSAL241A | 13 | 23 | 10.2 | Yes | Both | 4 | 700 | 900 | 150 | 350 | 2025-01-01
215828274 | LG | KUSAL151A | KNSAL151A | 15 | 25 | 11.2 | Yes | Both | 4 | 700 | 900 | 150 | 350 | 2025-01-01
215828275 | LG | KUSAL181A | KNSAL181A | 14.4 | 24 | 11 | Yes | Both | 4 | 700 | 900 | 150 | 350 | 2025-01-01
215588566 | LG | KUSXA121A | KNSLB121A | 13.3 | 17 | 9.8 | Yes | Both | 3 | 600 | 800 | 150 | 350 | 2025-01-01
215588567 | LG | KUSXA181A | KNSLA181A | 13.5 | 17.5 | 10 | Yes | Both | 4 | 700 | 900 | 150 | 350 | 2025-01-01
215588568 | LG | KUSXA241A | KNSLA241A | 12.5 | 17.5 | 10 | Yes | Both | 4 | 700 | 900 | 150 | 350 | 2025-01-01
215588570 | LG | KUSXB121A | KNSLB121A | 12.2 | 16.2 | 9.5 | Yes | Both | 3 | 600 | 800 | 150 | 350 | 2025-01-01
215588571 | LG | KUSXB181A | KNSLB181A | 13.5 | 17.5 | 10 | Yes | Both | 4 | 700 | 900 | 150 | 350 | 2025-01-01
215588573 | LG | KUSXB421A | KNSLB421A | 11.7 | 18 | 9.5 | Yes | Both | 3 | 600 | 800 | 150 | 350 | 2025-01-01
215588574 | LG | KUSXB601A | KNSLB601A | 12 | 17.5 | 9.4 | Yes | Both | 3 | 600 | 800 | 150 | 350 | 2025-01-01
215588575 | LG | KUSXA301A | KNSLA301A | 13.5 | 18.2 | 9.8 | Yes | Both | 3 | 600 | 800 | 150 | 350 | 2025-01-01
215588576 | LG | KUSXA361A | KNSLA361A | 13 | 18.2 | 9.6 | Yes | Both | 3 | 600 | 800 | 150 | 350 | 2025-01-01
215588578 | LG | KUSXB241A | KNSLB241A | 12 | 17.5 | 9.7 | Yes | Both | 3 | 600 | 800 | 150 | 350 | 2025-01-01
215588579 | LG | KUSXB301A | KNSLB301A | 11.7 | 17 | 9.6 | Yes | Both | 3 | 600 | 800 | 150 | 350 | 2025-01-01
215588580 | LG | KUSXB481A | KNSLB481A | 11.7 | 18 | 9.4 | Yes | Both | 3 | 600 | 800 | 150 | 350 | 2025-01-01
215413005 | LG | KUSAB091A | KNUAB091A | 14.95 | 23.8 | 10.9 | Yes | Both | 4 | 700 | 900 | 150 | 350 | 2025-01-01
215413006 | LG | KUSAB091A | KNUAK091A | 14.95 | 23.8 | 10.9 | Yes | Both | 4 | 700 | 900 | 150 | 350 | 2025-01-01
215413007 | LG | KUSAB121A | KNUAB121A | 12.8 | 22.5 | 10.5 | Yes | Both | 4 | 700 | 900 | 150 | 350 | 2025-01-01
215413008 | LG | KUSAB121A | KNUAK121A | 12.8 | 22.5 | 10.5 | Yes | Both | 4 | 700 | 900 | 150 | 350 | 2025-01-01
215413009 | LG | KUSAB181A | KNUAB181A | 13 | 23 | 10 | Yes | Both | 4 | 700 | 900 | 150 | 350 | 2025-01-01
215413010 | LG | KUSAB181A | KNUAK181A | 13 | 23 | 10 | Yes | Both | 4 | 700 | 900 | 150 | 350 | 2025-01-01
216367804 | LG | KUSAZ181A | KNSAZ181A | 12.5 | 21 | 9 | Yes | No | 3 | 600 | 800 | 150 | 350 | 2025-01-01
216367807 | LG | KUSAZ241A | KNSAZ241A | 12.3 | 20 | 8.4 | Yes | No | 1 | 400 | 600 | 100 | 300 | 2025-01-01
216368959 | LG | KUSAL091A | KNSAL091A | 15.8 | 27 | 13.5 | Yes | Both | 4 | 700 | 900 | 150 | 350 | 2025-01-01
216368960 | LG | KUSAL121A | KNSAL121A | 13.8 | 25.5 | 11.2 | Yes | Both | 4 | 700 | 900 | 150 | 350 | 2025-01-01
214826532 | LG | KUSXB091A | KNUQB091A | 13.2 | 20 | 10.6 | Yes | Both | 4 | 700 | 900 | 150 | 350 | 2025-01-01
214826533 | LG | KUSXB121A | KNUDB121A | 13 | 21.5 | 10.1 | Yes | Both | 4 | 700 | 900 | 150 | 350 | 2025-01-01
214826534 | LG | KUSXB121A | KNUJB121A | 12 | 16.4 | 10.5 | Yes | Both | 4 | 700 | 900 | 150 | 350 | 2025-01-01
214826535 | LG | KUSXA301A | KNSCB301A | 15.2 | 25 | 10.4 | Yes | Both | 4 | 700 | 900 | 150 | 350 | 2025-01-01
214836842 | LG | KUSXB481A | KNSCB481A | 12.1 | 21.2 | 10.4 | Yes | Both | 4 | 700 | 900 | 150 | 350 | 2025-01-01
214836843 | LG | KUSXB481A | KNSJB481A | 11.7 | 17.5 | 9.1 | Yes | Both | 3 | 600 | 800 | 150 | 350 | 2025-01-01
214825951 | LG | KUSXB121A | KNUQB121A | 13 | 19.7 | 10.5 | Yes | Both | 4 | 700 | 900 | 150 | 350 | 2025-01-01
214825952 | LG | KUSXA181A | KNUDB181A | 13.2 | 20.5 | 9.5 | Yes | Both | 3 | 600 | 800 | 150 | 350 | 2025-01-01
214825953 | LG | KUSXB181A | KNUDB181A | 13 | 20.5 | 9.5 | Yes | Both | 3 | 600 | 800 | 150 | 350 | 2025-01-01
214825954 | LG | KUSXA241A | KNSCB241A | 13 | 22 | 10.5 | Yes | Both | 4 | 700 | 900 | 150 | 350 | 2025-01-01
214825955 | LG | KUSXB241A | KNSCB241A | 13 | 21 | 10.2 | Yes | Both | 4 | 700 | 900 | 150 | 350 | 2025-01-01
214825956 | LG | KUSXB301A | KNSCB301A | 12.1 | 21 | 10 | Yes | Both | 4 | 700 | 900 | 150 | 350 | 2025-01-01
214825957 | LG | KUSXA361A | KNSCB361A | 13.7 | 23.5 | 10.5 | Yes | Both | 4 | 700 | 900 | 150 | 350 | 2025-01-01
214825958 | LG | KUSXB421A | KNSJB421A | 12 | 18.3 | 9 | Yes | Both | 3 | 600 | 800 | 150 | 350 | 2025-01-01
214826530 | LG | KUSXB091A | KNUDB091A | 13.9 | 22.2 | 10 | Yes | Both | 4 | 700 | 900 | 150 | 350 | 2025-01-01
214826531 | LG | KUSXB091A | KNUJB091A | 12.2 | 16.4 | 10.4 | Yes | Both | 4 | 700 | 900 | 150 | 350 | 2025-01-01
214796350 | LG | KUSXA181A | KNUJB181A | 12.4 | 17.5 | 9.2 | Yes | Both | 3 | 600 | 800 | 150 | 350 | 2025-01-01
214796351 | LG | KUSXA241A | KNUJB241A | 11.8 | 17 | 9.5 | Yes | Both | 3 | 600 | 800 | 150 | 350 | 2025-01-01
214796352 | LG | KUSXB181A | KNUJB181A | 12.4 | 17.5 | 9.2 | Yes | Both | 3 | 600 | 800 | 150 | 350 | 2025-01-01
214796353 | LG | KUSXB241A | KNUJB241A | 11.8 | 17 | 9.5 | Yes | Both | 3 | 600 | 800 | 150 | 350 | 2025-01-01
214796354 | LG | KUSXB301A | KNUJB301A | 11.7 | 18.5 | 9.4 | Yes | Both | 3 | 600 | 800 | 150 | 350 | 2025-01-01
214931158 | LG | KUSAC091A | KNSAC091A | 12.5 | 21 | 9.2 | Yes | Both | 3 | 600 | 800 | 150 | 350 | 2025-01-01
214931163 | LG | KUSAC241A | KNSAC241A | 12.3 | 20 | 8.8 | Yes | No | 2 | 500 | 700 | 100 | 300 | 2025-01-01
214931165 | LG | KUSAE091A | KNSAE091A | 12 | 18 | 8.7 | Yes | No | 2 | 500 | 700 | 100 | 300 | 2025-01-01
214931166 | LG | KUSAE121A | KNSAE121A | 12 | 18 | 8.5 | Yes | No | 2 | 500 | 700 | 100 | 300 | 2025-01-01
214931167 | LG | KUSAE181A | KNSAE181A | 12 | 18 | 8.9 | Yes | No | 2 | 500 | 700 | 100 | 300 | 2025-01-01
214931169 | LG | KUSAE241A | KNSAE241A | 12 | 18 | 8.3 | Yes | No | 1 | 400 | 600 | 100 | 300 | 2025-01-01
214931170 | LG | KUSAC091B | KNSAC091B | 12.5 | 21 | 9.2 | Yes | Both | 3 | 600 | 800 | 150 | 350 | 2025-01-01
214931172 | LG | KUSAC121B | KNSAC121B | 12.3 | 20 | 9 | Yes | Both | 3 | 600 | 800 | 150 | 350 | 2025-01-01
214837925 | LG | KUSXB361A | KNSCB361A | 13 | 22 | 10.3 | Yes | Both | 4 | 700 | 900 | 150 | 350 | 2025-01-01
214837926 | LG | KUSXB361A | KNUJB361A | 12.1 | 18.5 | 9.3 | Yes | Both | 3 | 600 | 800 | 150 | 350 | 2025-01-01
214837927 | LG | KUSXB421A | KNSCB421A | 13.2 | 21 | 10.8 | Yes | Both | 4 | 700 | 900 | 150 | 350 | 2025-01-01
214837928 | LG | KUSXA301A | KNUJB301A | 13.5 | 18.8 | 9.5 | Yes | Both | 3 | 600 | 800 | 150 | 350 | 2025-01-01
214837929 | LG | KUSXA361A | KNUJB361A | 12.3 | 19 | 9.5 | Yes | Both | 3 | 600 | 800 | 150 | 350 | 2025-01-01
214837930 | LG | KUSXA421A | KNSCB421A | 13.5 | 21.5 | 10.8 | Yes | Both | 4 | 700 | 900 | 150 | 350 | 2025-01-01
214837931 | LG | KUSXA481A | KNSJB481A | 12 | 17.8 | 9.3 | Yes | Both | 3 | 600 | 800 | 150 | 350 | 2025-01-01
214837932 | LG | KUSXA421A | KNSJB421A | 12.6 | 18.8 | 9.4 | Yes | Both | 3 | 600 | 800 | 150 | 350 | 2025-01-01
214837933 | LG | KUSXA481A | KNSCB481A | 12.7 | 20.8 | 10.6 | Yes | Both | 4 | 700 | 900 | 150 | 350 | 2025-01-01
203996859 | LG | LSU090HXV2 | LSN090HXV2 | 12.3 | 20 | 9.2 | Yes | No | 3 | 600 | 800 | 150 | 350 | 2025-01-01
203996860 | LG | LSU120HXV2 | LSN120HXV2 | 10.5 | 19 | 9 | No | N/A | 3 | 600 | 800 | 150 | 350 | 2025-01-01
215735331 | LG | KUSAP301A | KNSAP301A | 11.3 | 21 | 8.5 | No | N/A | 2 | 500 | 700 | 100 | 300 | 2025-01-01
215735332 | LG | KUSAP361A | KNSAP361A | 10 | 20 | 8.5 | No | N/A | 2 | 500 | 700 | 100 | 300 | 2025-01-01
211126484 | LG | LVU180HCV | LVN181HV4 | 11 | 15.6 | 8.7 | No | N/A | 2 | 500 | 700 | 100 | 300 | 2025-01-01
214931160 | LG | KUSAC121A | KNSAC121A | 12.3 | 20 | 9 | Yes | Both | 3 | 600 | 800 | 150 | 350 | 2025-01-01
214931161 | LG | KUSAC181A | KNSAC181A | 12.5 | 21 | 9.4 | Yes | Both | 3 | 600 | 800 | 150 | 350 | 2025-01-01
204825181 | LG | LAU240HYV3 | LAN240HYV3 | 13 | 23 | 10 | Yes | Both | 4 | 700 | 900 | 150 | 350 | 2025-01-01
204825182 | LG | LSU243HLV3 | LSN243HLV3 | 13 | 22 | 9.5 | Yes | No | 3 | 600 | 800 | 150 | 350 | 2025-01-01
211234500 | LG | LUU090HV | LCN098HV4 | 13.65 | 20.2 | 10.55 | Yes | Both | 4 | 700 | 900 | 150 | 350 | 2025-01-01
211234501 | LG | LUU090HV | LQN090HV4 | 12.6 | 21 | 10.4 | Yes | Both | 4 | 700 | 900 | 150 | 350 | 2025-01-01
211234502 | LG | LUU120HV | LCN128HV4 | 12.6 | 19.4 | 10.35 | Yes | Both | 4 | 700 | 900 | 150 | 350 | 2025-01-01
211234503 | LG | LUU120HV | LQN120HV4 | 12.6 | 20.8 | 10.2 | Yes | Both | 4 | 700 | 900 | 150 | 350 | 2025-01-01
211234504 | LG | LUU180HV | LCN188HV4 | 12.5 | 20.5 | 9.7 | Yes | Both | 3 | 600 | 800 | 150 | 350 | 2025-01-01
211234505 | LG | LUU180HV | LVN181HV4 | 12.3 | 17.25 | 9.25 | Yes | Both | 3 | 600 | 800 | 150 | 350 | 2025-01-01
211234506 | LG | LUU240HV | LHN248HV | 11.7 | 16.85 | 9 | Yes | Both | 3 | 600 | 800 | 150 | 350 | 2025-01-01
211234507 | LG | LUU240HV | LVN241HV4 | 11.7 | 17.6 | 9.7 | Yes | Both | 3 | 600 | 800 | 150 | 350 | 2025-01-01
211234508 | LG | LUU360HV | LCN369HV | 12.5 | 21 | 10 | Yes | Both | 4 | 700 | 900 | 150 | 350 | 2025-01-01
211234509 | LG | LUU360HV | LHN368HV | 11.85 | 18.85 | 9.2 | Yes | Both | 3 | 600 | 800 | 150 | 350 | 2025-01-01
211234510 | LG | LUU360HV | LVN361HV4 | 11.9 | 16.25 | 8.95 | Yes | Both | 2 | 500 | 700 | 100 | 300 | 2025-01-01
211234513 | LG | LUU240HV | LCN249HV | 11.7 | 20 | 10.2 | Yes | Both | 4 | 700 | 900 | 150 | 350 | 2025-01-01
211234514 | LG | LUU420HV | LCN429HV | 10.45 | 19.3 | 10.05 | Yes | Yes | 4 | 700 | 900 | 150 | 350 | 2025-01-01
211234515 | LG | LUU420HV | LVN420HV | 10.75 | 17.2 | 9.35 | Yes | Yes | 3 | 600 | 800 | 150 | 350 | 2025-01-01
211234516 | LG | LUU480HV | LVN480HV | 9.7 | 16.5 | 9.3 | Yes | Yes | 3 | 600 | 800 | 150 | 350 | 2025-01-01
211078860 | LG | LVU120HCV | LVN120HCV | 12.2 | 16 | 9.3 | Yes | No | 3 | 600 | 800 | 150 | 350 | 2025-01-01
6233140 | LG | LAU120HYV | LAN120HYV | 14.1 | 25.5 | 10.2 | Yes | No | 4 | 700 | 900 | 150 | 350 | 2025-01-01
211126486 | LG | LVU300HCV | LVN300HCV | 9.5 | 15.5 | 9.1 | No | N/A | 2 | 500 | 700 | 100 | 300 | 2025-01-01
213361978 | LG | LUU360HV | LVN300HCV | 12.8 | 17 | 9.2 | Yes | Both | 3 | 600 | 800 | 150 | 350 | 2025-01-01
213361979 | LG | LUU601HV | LVN420HV | 11.7 | 17.2 | 9.3 | Yes | Both | 3 | 600 | 800 | 150 | 350 | 2025-01-01
213361980 | LG | LUU601HV | LVN480HV | 11.7 | 17.5 | 9.2 | Yes | Both | 3 | 600 | 800 | 150 | 350 | 2025-01-01
213361981 | LG | LUU601HV | LVN600HV | 11.7 | 16.5 | 9.2 | Yes | Both | 3 | 600 | 800 | 150 | 350 | 2025-01-01
209937038 | LG | LAU090HSV5 | LSN090HSV5 | 14.5 | 23.2 | 10.2 | Yes | Both | 4 | 700 | 900 | 150 | 350 | 2025-01-01
209937039 | LG | LAU120HSV5 | LSN120HSV5 | 12.5 | 22 | 10 | Yes | No | 4 | 700 | 900 | 150 | 350 | 2025-01-01
214731814 | LLOYD | GSSHAX7488* | GSSHAX7487 | 10 | 19 | 8.5 | No | N/A | 2 | 500 | 700 | 100 | 300 | 2025-01-01
214731815 | LLOYD | GSSHAX7490* | GSSHAX7489 | 10 | 19 | 8.5 | No | N/A | 2 | 500 | 700 | 100 | 300 | 2025-01-01
214731816 | LLOYD | GSSHAX7492* | GSSHAX7491 | 10 | 19 | 8.5 | No | N/A | 2 | 500 | 700 | 100 | 300 | 2025-01-01
214731817 | LLOYD | GSSHAX7494* | GSSHAX7493 | 9.4 | 19 | 8.5 | No | N/A | 2 | 500 | 700 | 100 | 300 | 2025-01-01
214731818 | LLOYD | GSSHAX7496* | GSSHAX7495 | 10 | 19 | 8.5 | No | N/A | 2 | 500 | 700 | 100 | 300 | 2025-01-01
211756500 | LPS Legacy | DLCMHBH30DAK |  | 12 | 20 | 9.2 | Yes | No | 3 | 600 | 800 | 150 | 350 | 2025-01-01
211756501 | LPS Legacy | DLCMRBH36DAK |  | 11 | 20 | 9.2 | No | N/A | 3 | 600 | 800 | 150 | 350 | 2025-01-01
211756504 | LPS Legacy | DLCMRBH48EAK |  | 10.8 | 20.5 | 9.7 | No | N/A | 3 | 600 | 800 | 150 | 350 | 2025-01-01
211756507 | LPS Legacy | DLCMRAH27CAK |  | 11 | 20 | 8.5 | No | N/A | 2 | 500 | 700 | 100 | 300 | 2025-01-01
211756508 | LPS Legacy | DLCMRAH36DAK |  | 10 | 18.5 | 8.7 | No | N/A | 2 | 500 | 700 | 100 | 300 | 2025-01-01
211756509 | LPS Legacy | DLCMRAH48EAK |  | 10.1 | 18.3 | 9.6 | No | N/A | 3 | 600 | 800 | 150 | 350 | 2025-01-01
211756512 | LPS Legacy | DLCMRAH18BAK |  | 11.7 | 18.3 | 9 | Yes | No | 3 | 600 | 800 | 150 | 350 | 2025-01-01
211756519 | LPS Legacy | DLCMHBH36DAK |  | 11.7 | 19 | 10 | Yes | No | 4 | 700 | 900 | 150 | 350 | 2025-01-01
211756557 | LPS Legacy | DLCMRBH18BAK |  | 12 | 19 | 9.8 | Yes | Both | 3 | 600 | 800 | 150 | 350 | 2025-01-01
211756576 | LPS Legacy | DLCMHBH48EAK |  | 11.7 | 20.9 | 9 | Yes | Both | 3 | 600 | 800 | 150 | 350 | 2025-01-01
211756555 | LPS Legacy | DLCMHBH24CAK |  | 12.5 | 21.3 | 9.7 | Yes | Both | 3 | 600 | 800 | 150 | 350 | 2025-01-01
215357611 | LPS Legacy | D5CMHAH18CAK |  | 13 | 20 | 10 | Yes | Both | 4 | 700 | 900 | 150 | 350 | 2025-01-01
215357614 | LPS Legacy | D5CMHAH24DAK |  | 13 | 20 | 9.5 | Yes | Both | 3 | 600 | 800 | 150 | 350 | 2025-01-01
215357620 | LPS Legacy | D5CMHAH30EAK |  | 12.5 | 19.5 | 10.5 | Yes | Both | 4 | 700 | 900 | 150 | 350 | 2025-01-01
215357623 | LPS Legacy | D5CMHAH36EAK |  | 12 | 19.5 | 10.5 | Yes | Both | 4 | 700 | 900 | 150 | 350 | 2025-01-01
215357626 | LPS Legacy | D5CMHAH48FAK |  | 11.7 | 20.5 | 11 | Yes | Both | 4 | 700 | 900 | 150 | 350 | 2025-01-01
215357629 | LPS Legacy | D5CMHAH55FAK |  | 11.7 | 20.2 | 10.7 | Yes | Both | 4 | 700 | 900 | 150 | 350 | 2025-01-01
215357632 | LPS Legacy | D5CMRAH18CAK |  | 12 | 20 | 10 | Yes | Both | 4 | 700 | 900 | 150 | 350 | 2025-01-01
215357635 | LPS Legacy | D5CMRAH24DAK |  | 12.5 | 21 | 9.5 | Yes | Both | 3 | 600 | 800 | 150 | 350 | 2025-01-01
215357641 | LPS Legacy | D5CMRAH30EAK |  | 12 | 21 | 9.5 | Yes | Both | 3 | 600 | 800 | 150 | 350 | 2025-01-01
215357644 | LPS Legacy | D5CMRAH36EAK |  | 11.7 | 20 | 9.2 | Yes | Both | 3 | 600 | 800 | 150 | 350 | 2025-01-01
215357647 | LPS Legacy | D5CMRAH48FAK |  | 12 | 20.5 | 10.6 | Yes | Both | 4 | 700 | 900 | 150 | 350 | 2025-01-01
215357650 | LPS Legacy | D5CMRAH55FAK |  | 10 | 18 | 9.3 | No | N/A | 3 | 600 | 800 | 150 | 350 | 2025-01-01
211756502 | LPS Legacy | DLCMRBH36DAK |  | 10.6 | 23.1 | 9.6 | No | N/A | 3 | 600 | 800 | 150 | 350 | 2025-01-01
211756503 | LPS Legacy | DLCMRBH48EAK |  | 11 | 21.1 | 9.5 | No | N/A | 3 | 600 | 800 | 150 | 350 | 2025-01-01
216765643 | LPS Legacy | D5CMTAH18CAK |  | 11.7 | 18.5 | 9.2 | Yes | Both | 3 | 600 | 800 | 150 | 350 | 2025-01-01
216765644 | LPS Legacy | D5CMTAH27DAK |  | 10.5 | 18.5 | 8.5 | Yes | Yes | 2 | 500 | 700 | 100 | 300 | 2025-01-01
216765645 | LPS Legacy | D5CMTAH36EAK |  | 9.5 | 18.8 | 8.5 | Yes | Yes | 2 | 500 | 700 | 100 | 300 | 2025-01-01
216765646 | LPS Legacy | D5CMTAH48FAK |  | 10 | 18.7 | 9.5 | Yes | Yes | 3 | 600 | 800 | 150 | 350 | 2025-01-01
215357649 | LPS Legacy | D5CMRAH55FAK |  | 10 | 22 | 9.6 | No | N/A | 3 | 600 | 800 | 150 | 350 | 2025-01-01
215357643 | LPS Legacy | D5CMRAH36EAK |  | 12 | 24 | 9.5 | Yes | Both | 3 | 600 | 800 | 150 | 350 | 2025-01-01
215357646 | LPS Legacy | D5CMRAH48FAK |  | 12.5 | 24 | 10.4 | Yes | Both | 4 | 700 | 900 | 150 | 350 | 2025-01-01
215357634 | LPS Legacy | D5CMRAH24DAK |  | 13.5 | 25 | 9.5 | Yes | Both | 3 | 600 | 800 | 150 | 350 | 2025-01-01
215357640 | LPS Legacy | D5CMRAH30EAK |  | 13 | 25 | 10 | Yes | Both | 4 | 700 | 900 | 150 | 350 | 2025-01-01
215357628 | LPS Legacy | D5CMHAH55FAK |  | 12 | 22.3 | 10.5 | Yes | Both | 4 | 700 | 900 | 150 | 350 | 2025-01-01
215357631 | LPS Legacy | D5CMRAH18CAK |  | 14 | 25.2 | 9.8 | Yes | Both | 3 | 600 | 800 | 150 | 350 | 2025-01-01
215357622 | LPS Legacy | D5CMHAH36EAK |  | 13.1 | 23.1 | 10.7 | Yes | Both | 4 | 700 | 900 | 150 | 350 | 2025-01-01
215357625 | LPS Legacy | D5CMHAH48FAK |  | 12 | 23 | 11.3 | Yes | Both | 4 | 700 | 900 | 150 | 350 | 2025-01-01
215357613 | LPS Legacy | D5CMHAH24DAK |  | 13 | 24 | 10 | Yes | Both | 4 | 700 | 900 | 150 | 350 | 2025-01-01
215357619 | LPS Legacy | D5CMHAH30EAK |  | 13.2 | 24 | 10.7 | Yes | Both | 4 | 700 | 900 | 150 | 350 | 2025-01-01
215357610 | LPS Legacy | D5CMHAH18CAK |  | 15 | 25 | 10.5 | Yes | Both | 4 | 700 | 900 | 150 | 350 | 2025-01-01
213363502 | LPS Legacy | DLCMTAH48EAK |  | 10 | 18.7 | 8.8 | Yes | Yes | 2 | 500 | 700 | 100 | 300 | 2025-01-01
213363505 | LPS Legacy | DLCMTAH27CAK |  | 11.5 | 20 | 8.5 | No | N/A | 2 | 500 | 700 | 100 | 300 | 2025-01-01
213363508 | LPS Legacy | DLCMTAH18BAK |  | 11.5 | 18 | 8.7 | Yes | Both | 2 | 500 | 700 | 100 | 300 | 2025-01-01
213363511 | LPS Legacy | DLCMTAH36DAK |  | 10 | 20 | 8.5 | No | N/A | 2 | 500 | 700 | 100 | 300 | 2025-01-01
211756575 | LPS Legacy | DLCMHBH48EAK |  | 11 | 21.2 | 10 | Yes | Both | 4 | 700 | 900 | 150 | 350 | 2025-01-01
211756499 | LPS Legacy | DLCMHBH30DAK |  | 12 | 22.4 | 9.5 | Yes | No | 3 | 600 | 800 | 150 | 350 | 2025-01-01
211756554 | LPS Legacy | DLCMHBH24CAK |  | 12.5 | 22.3 | 9.6 | Yes | Both | 3 | 600 | 800 | 150 | 350 | 2025-01-01
211756577 | LPS Legacy | DLCMHBH36DAK |  | 12.5 | 20 | 9.7 | Yes | Both | 3 | 600 | 800 | 150 | 350 | 2025-01-01
211756520 | LPS Legacy | DLCMRBH18BAK |  | 12.5 | 21 | 10.2 | Yes | No | 4 | 700 | 900 | 150 | 350 | 2025-01-01
211756528 | LPS Legacy | DLCMRAH27CAK |  | 11.5 | 22 | 9.6 | Yes | Both | 3 | 600 | 800 | 150 | 350 | 2025-01-01
211756529 | LPS Legacy | DLCMRAH36DAK |  | 10.5 | 21.4 | 8.6 | Yes | Yes | 2 | 500 | 700 | 100 | 300 | 2025-01-01
211756513 | LPS Legacy | DLCMRAH18BAK |  | 11.7 | 20.5 | 8.7 | Yes | No | 2 | 500 | 700 | 100 | 300 | 2025-01-01
211756506 | LPS Legacy | DLCMRAH48EAK |  | 11 | 20.5 | 8.8 | No | N/A | 2 | 500 | 700 | 100 | 300 | 2025-01-01
211756604 | LPS Legacy | DLCMHBH30DAK |  | 12 | 21.2 | 9.35 | Yes | No | 3 | 600 | 800 | 150 | 350 | 2025-01-01
211756605 | LPS Legacy | DLCMRAH27CAK |  | 11.25 | 21 | 9.05 | No | N/A | 3 | 600 | 800 | 150 | 350 | 2025-01-01
211756606 | LPS Legacy | DLCMRAH36DAK |  | 10.25 | 19.95 | 8.65 | No | N/A | 2 | 500 | 700 | 100 | 300 | 2025-01-01
211756521 | LPS Legacy | DLCMRBH18BAK |  | 12.25 | 20 | 10 | Yes | No | 4 | 700 | 900 | 150 | 350 | 2025-01-01
211756607 | LPS Legacy | DLCMRAH48EAK |  | 10.55 | 19.4 | 9.2 | No | N/A | 3 | 600 | 800 | 150 | 350 | 2025-01-01
211756608 | LPS Legacy | DLCMRAH18BAK |  | 11.7 | 19.4 | 8.85 | Yes | No | 2 | 500 | 700 | 100 | 300 | 2025-01-01
211756612 | LPS Legacy | DLCMRBH36DAK |  | 10.8 | 21.55 | 9.4 | No | N/A | 3 | 600 | 800 | 150 | 350 | 2025-01-01
211756613 | LPS Legacy | DLCMRBH48EAK |  | 10.9 | 20.8 | 9.6 | No | N/A | 3 | 600 | 800 | 150 | 350 | 2025-01-01
215357615 | LPS Legacy | D5CMHAH24DAK |  | 13 | 22 | 9.75 | Yes | Both | 3 | 600 | 800 | 150 | 350 | 2025-01-01
215357612 | LPS Legacy | D5CMHAH18CAK |  | 14 | 22.5 | 10.25 | Yes | Both | 4 | 700 | 900 | 150 | 350 | 2025-01-01
215357621 | LPS Legacy | D5CMHAH30EAK |  | 12.85 | 21.75 | 10.6 | Yes | Both | 4 | 700 | 900 | 150 | 350 | 2025-01-01
215357624 | LPS Legacy | D5CMHAH36EAK |  | 12.55 | 21.3 | 10.6 | Yes | Both | 4 | 700 | 900 | 150 | 350 | 2025-01-01
215357633 | LPS Legacy | D5CMRAH18CAK |  | 13 | 22.6 | 9.9 | Yes | Both | 3 | 600 | 800 | 150 | 350 | 2025-01-01
215357630 | LPS Legacy | D5CMHAH55FAK |  | 11.85 | 21.25 | 10.6 | Yes | Both | 4 | 700 | 900 | 150 | 350 | 2025-01-01
215357627 | LPS Legacy | D5CMHAH48FAK |  | 11.85 | 21.75 | 11.15 | Yes | Both | 4 | 700 | 900 | 150 | 350 | 2025-01-01
215357636 | LPS Legacy | D5CMRAH24DAK |  | 13 | 23 | 9.5 | Yes | Both | 3 | 600 | 800 | 150 | 350 | 2025-01-01
215357645 | LPS Legacy | D5CMRAH36EAK |  | 11.85 | 22 | 9.35 | Yes | Both | 3 | 600 | 800 | 150 | 350 | 2025-01-01
215357642 | LPS Legacy | D5CMRAH30EAK |  | 12.5 | 23 | 9.75 | Yes | Both | 3 | 600 | 800 | 150 | 350 | 2025-01-01
215357648 | LPS Legacy | D5CMRAH48FAK |  | 12.25 | 22.5 | 10.5 | Yes | Both | 4 | 700 | 900 | 150 | 350 | 2025-01-01
215357651 | LPS Legacy | D5CMRAH55FAK |  | 10 | 20 | 9.45 | No | N/A | 3 | 600 | 800 | 150 | 350 | 2025-01-01
211756609 | LPS Legacy | DLCMHBH24CAK |  | 12.5 | 21.8 | 9.65 | Yes | Both | 3 | 600 | 800 | 150 | 350 | 2025-01-01
211756610 | LPS Legacy | DLCMHBH36DAK |  | 12.1 | 19.5 | 9.85 | Yes | Both | 3 | 600 | 800 | 150 | 350 | 2025-01-01
211756611 | LPS Legacy | DLCMHBH48EAK |  | 11.35 | 21.05 | 9.4 | Yes | Both | 3 | 600 | 800 | 150 | 350 | 2025-01-01
212521277 | LPS Legacy | DLCPRAH09AAK | DLFPHBH09XAK | 12.1 | 19.5 | 12.1 | Yes | No | 4 | 700 | 900 | 150 | 350 | 2025-01-01
212521278 | LPS Legacy | DLCPRAH12AAK | DLFPHBH12XAK | 11 | 18.2 | 10 | Yes | Both | 4 | 700 | 900 | 150 | 350 | 2025-01-01
212521294 | LPS Legacy | DLCPRAH18AAK | DLFPHBH18XAK | 12.4 | 24.1 | 12 | Yes | Both | 4 | 700 | 900 | 150 | 350 | 2025-01-01
215413351 | LPS Legacy | D5CPRAH06AAK | D5FPHAH06XAK | 16.5 | 33.1 | 29 | Yes | Both | 4 | 700 | 900 | 150 | 350 | 2025-01-01
215413352 | LPS Legacy | D5CPRAH09AAK | D5FPHAH09XAK | 16 | 31.5 | 21 | Yes | Both | 4 | 700 | 900 | 150 | 350 | 2025-01-01
215413353 | LPS Legacy | D5CPRAH12AAK | D5FPHAH12XAK | 13.5 | 28 | 13.5 | Yes | Both | 4 | 700 | 900 | 150 | 350 | 2025-01-01
215413354 | LPS Legacy | D5CPRAH18AA | D5FPHAH18XAK | 14 | 24.5 | 15.2 | Yes | Both | 4 | 700 | 900 | 150 | 350 | 2025-01-01
215413355 | LPS Legacy | D5CSRAH30AAK | D5FSHAH30XAK | 12 | 20.5 | 9.5 | Yes | No | 3 | 600 | 800 | 150 | 350 | 2025-01-01
215413356 | LPS Legacy | D5CSRAH36AAK | D5FSHAH36XAK | 8.7 | 19 | 8.5 | No | N/A | 2 | 500 | 700 | 100 | 300 | 2025-01-01
215413357 | LPS Legacy | D5CERAH09AAJ | D5FEHAH09XCJ | 12.5 | 21.5 | 9.1 | Yes | Both | 3 | 600 | 800 | 150 | 350 | 2025-01-01
215413358 | LPS Legacy | D5CERAH12AAJ | D5FEHAH12XCJ | 10 | 21.4 | 8.7 | No | N/A | 2 | 500 | 700 | 100 | 300 | 2025-01-01
215413359 | LPS Legacy | D5CERAH09AAK | D5FEHAH09XCK | 12.6 | 21.7 | 9.4 | Yes | Both | 3 | 600 | 800 | 150 | 350 | 2025-01-01
215413360 | LPS Legacy | D5CERAH12AAK | D5FEHAH12XCK | 10.8 | 21.4 | 9.2 | No | N/A | 3 | 600 | 800 | 150 | 350 | 2025-01-01
215413361 | LPS Legacy | D5CERAH18AAK | D5FEHAH18XCK | 11.5 | 20.3 | 9.1 | No | N/A | 3 | 600 | 800 | 150 | 350 | 2025-01-01
215413362 | LPS Legacy | D5CERAH24AAK | D5FEHAH24XCK | 9.5 | 18.5 | 9 | No | N/A | 3 | 600 | 800 | 150 | 350 | 2025-01-01
215413363 | LPS Legacy | D5CERAH30AAK | D5FEHAH30XCK | 12 | 22.4 | 9 | Yes | No | 3 | 600 | 800 | 150 | 350 | 2025-01-01
215413364 | LPS Legacy | D5CERAH36AAK | D5FEHAH36XCK | 9.4 | 19.5 | 9.1 | No | N/A | 3 | 600 | 800 | 150 | 350 | 2025-01-01
215324832 | LPS Legacy | D5CSHAH06AAK | D5FSHAH06XAK | 18 | 25.7 | 14.8 | Yes | Both | 4 | 700 | 900 | 150 | 350 | 2025-01-01
215324833 | LPS Legacy | D5CSHAH06AAK | D5FSOAH06XAK | 15.2 | 22 | 12 | Yes | Both | 4 | 700 | 900 | 150 | 350 | 2025-01-01
215324834 | LPS Legacy | D5CSHAH06AAK | D5FSDAH06XAK | 14.5 | 21.5 | 13.8 | Yes | Both | 4 | 700 | 900 | 150 | 350 | 2025-01-01
215324835 | LPS Legacy | D5CSHAH09AAK | D5FSHAH09XAK | 15.5 | 27.5 | 12.5 | Yes | Both | 4 | 700 | 900 | 150 | 350 | 2025-01-01
215324836 | LPS Legacy | D5CSHAH09AAK | D5FSOAH12XAK | 14.7 | 24 | 12.2 | Yes | Both | 4 | 700 | 900 | 150 | 350 | 2025-01-01
215324837 | LPS Legacy | D5CSHAH09AAK | D5FSCAH12XAK | 14 | 22.7 | 12.2 | Yes | Both | 4 | 700 | 900 | 150 | 350 | 2025-01-01
215324838 | LPS Legacy | D5CSHAH09AAK | D5FSFAH09XAK | 15.2 | 27.3 | 10.9 | Yes | Both | 4 | 700 | 900 | 150 | 350 | 2025-01-01
215324839 | LPS Legacy | D5CSHAH09AAK | D5FSDAH12XAK | 13.5 | 21.5 | 12.5 | Yes | Both | 4 | 700 | 900 | 150 | 350 | 2025-01-01
215324840 | LPS Legacy | D5CSHAH09AAK | D5FSDAH12XHK | 14 | 20.6 | 13.8 | Yes | Both | 4 | 700 | 900 | 150 | 350 | 2025-01-01
215324841 | LPS Legacy | D5CSHAH12AAK | D5FSHAH12XAK | 13.5 | 25.5 | 10.5 | Yes | Both | 4 | 700 | 900 | 150 | 350 | 2025-01-01
215324842 | LPS Legacy | D5CSHAH12AAK | D5FSOAH12XAK | 13 | 23 | 10.2 | Yes | Both | 4 | 700 | 900 | 150 | 350 | 2025-01-01
215324843 | LPS Legacy | D5CSHAH12AAK | D5FSCAH12XAK | 12.7 | 22.3 | 11.6 | Yes | Both | 4 | 700 | 900 | 150 | 350 | 2025-01-01
215324844 | LPS Legacy | D5CSHAH12AAK | D5FSFAH12XAK | 12.7 | 25 | 10.6 | Yes | Both | 4 | 700 | 900 | 150 | 350 | 2025-01-01
215324845 | LPS Legacy | D5CSHAH12AAK | D5FSDAH12XAK | 12 | 20 | 10.2 | Yes | Both | 4 | 700 | 900 | 150 | 350 | 2025-01-01
215324846 | LPS Legacy | D5CSHAH12AAK | D5FSDAH12XHK | 12 | 20.2 | 10.6 | Yes | Both | 4 | 700 | 900 | 150 | 350 | 2025-01-01
215324847 | LPS Legacy | D5CSHAH18AAK | D5FSHAH18XAK | 12.5 | 21.5 | 11 | Yes | Both | 4 | 700 | 900 | 150 | 350 | 2025-01-01
215324848 | LPS Legacy | D5CSHAH18AAK | D5FSOAH18XAK | 12.5 | 20.7 | 12.2 | Yes | Both | 4 | 700 | 900 | 150 | 350 | 2025-01-01
215324849 | LPS Legacy | D5CSHAH18AAK | D5FSCAH18XAK | 12.5 | 20 | 12.4 | Yes | Both | 4 | 700 | 900 | 150 | 350 | 2025-01-01
215324850 | LPS Legacy | D5CSHAH18AAK | D5FSFAH16XAK | 12.5 | 20.2 | 10.3 | Yes | Both | 4 | 700 | 900 | 150 | 350 | 2025-01-01
215324851 | LPS Legacy | D5CSHAH18AAK | D5FCFAH18XAK | 12.6 | 20.5 | 10.3 | Yes | Both | 4 | 700 | 900 | 150 | 350 | 2025-01-01
215324852 | LPS Legacy | D5CSHAH18AAK | D5FSDAH18XAK | 12 | 18 | 10.8 | Yes | Both | 4 | 700 | 900 | 150 | 350 | 2025-01-01
215324853 | LPS Legacy | D5CSHAH18AAK | D5FSDAH18XHK | 12.1 | 18.5 | 11.1 | Yes | Both | 4 | 700 | 900 | 150 | 350 | 2025-01-01
215324854 | LPS Legacy | D5CSHAH24AAK | D5FSHAH24XAK | 13 | 21.2 | 13.5 | Yes | Both | 4 | 700 | 900 | 150 | 350 | 2025-01-01
215324855 | LPS Legacy | D5CSHAH24AAK | D5FSCAH24XAK | 12 | 20.8 | 11.6 | Yes | Both | 4 | 700 | 900 | 150 | 350 | 2025-01-01
215324856 | LPS Legacy | D5CSHAH24AAK | D5FCFAH24XAK | 12 | 20.5 | 12.1 | Yes | Both | 4 | 700 | 900 | 150 | 350 | 2025-01-01
215324857 | LPS Legacy | D5CSHAH24AAK | D5FSDAH24XHK | 12 | 19.2 | 11.7 | Yes | Both | 4 | 700 | 900 | 150 | 350 | 2025-01-01
215324858 | LPS Legacy | D5CSHAH33AAK | D5FSHAH33XAK | 12 | 19.6 | 10.5 | Yes | Both | 4 | 700 | 900 | 150 | 350 | 2025-01-01
215324859 | LPS Legacy | D5CSRAH12AAJ | D5FSHAH12XAJ | 13 | 23.5 | 9.5 | Yes | No | 3 | 600 | 800 | 150 | 350 | 2025-01-01
215324860 | LPS Legacy | D5CSRAH09AAK | D5FSHAH09XAK | 14.9 | 26 | 12.5 | Yes | Both | 4 | 700 | 900 | 150 | 350 | 2025-01-01
215324861 | LPS Legacy | D5CSRAH09AAK | D5FSOAH12XAK | 14.4 | 22.2 | 11.8 | Yes | Both | 4 | 700 | 900 | 150 | 350 | 2025-01-01
215324862 | LPS Legacy | D5CSRAH09AAK | D5FSCAH12XAK | 14.3 | 21.7 | 11.3 | Yes | Both | 4 | 700 | 900 | 150 | 350 | 2025-01-01
215324863 | LPS Legacy | D5CSRAH09AAK | D5FSFAH09XAK | 16.3 | 26 | 13.9 | Yes | Both | 4 | 700 | 900 | 150 | 350 | 2025-01-01
215324864 | LPS Legacy | D5CSRAH09AAK | D5FSDAH12XAK | 12.8 | 19.6 | 11 | Yes | Both | 4 | 700 | 900 | 150 | 350 | 2025-01-01
215324865 | LPS Legacy | D5CSRAH09AAK | D5FSDAH12XHK | 13 | 19.8 | 11.5 | Yes | Both | 4 | 700 | 900 | 150 | 350 | 2025-01-01
215324866 | LPS Legacy | D5CSRAH12AAK | D5FSHAH12XAK | 13.1 | 25.5 | 10.7 | Yes | Both | 4 | 700 | 900 | 150 | 350 | 2025-01-01
215324867 | LPS Legacy | D5CSRAH12AAK | D5FSOAH12XAK | 12.3 | 22.2 | 10.1 | Yes | Both | 4 | 700 | 900 | 150 | 350 | 2025-01-01
215324868 | LPS Legacy | D5CSRAH12AAK | D5FSCAH12XAK | 12.5 | 21.2 | 10.4 | Yes | Both | 4 | 700 | 900 | 150 | 350 | 2025-01-01
215324869 | LPS Legacy | D5CSRAH12AAK | D5FSFAH12XAK | 12.7 | 24.7 | 11 | Yes | Both | 4 | 700 | 900 | 150 | 350 | 2025-01-01
215324870 | LPS Legacy | D5CSRAH12AAK | D5FSDAH12XAK | 11.7 | 19 | 10.3 | Yes | Both | 4 | 700 | 900 | 150 | 350 | 2025-01-01
215324871 | LPS Legacy | D5CSRAH12AAK | D5FSDAH12XHK | 12 | 19.5 | 10.5 | Yes | Both | 4 | 700 | 900 | 150 | 350 | 2025-01-01
215324872 | LPS Legacy | D5CSRAH18AAK | D5FSHAH18XAK | 12.8 | 23.5 | 10.8 | Yes | Both | 4 | 700 | 900 | 150 | 350 | 2025-01-01
215324873 | LPS Legacy | D5CSRAH18AAK | D5FSOAH18XAK | 12.5 | 22.3 | 12.2 | Yes | Both | 4 | 700 | 900 | 150 | 350 | 2025-01-01
215324874 | LPS Legacy | D5CSRAH18AAK | D5FSCAH18XAK | 12.5 | 20.8 | 11.4 | Yes | Both | 4 | 700 | 900 | 150 | 350 | 2025-01-01
215324875 | LPS Legacy | D5CSRAH18AAK | D5FSFAH16XAK | 12.5 | 23.9 | 13.5 | Yes | Both | 4 | 700 | 900 | 150 | 350 | 2025-01-01
215324876 | LPS Legacy | D5CSRAH18AAK | D5FCFAH18XAK | 12.5 | 22.4 | 10.4 | Yes | Both | 4 | 700 | 900 | 150 | 350 | 2025-01-01
215324877 | LPS Legacy | D5CSRAH18AAK | D5FSDAH18XAK | 12.5 | 20 | 10.6 | Yes | Both | 4 | 700 | 900 | 150 | 350 | 2025-01-01
215324878 | LPS Legacy | D5CSRAH18AAK | D5FSDAH18XHK | 13.3 | 20 | 11.4 | Yes | Both | 4 | 700 | 900 | 150 | 350 | 2025-01-01
215324879 | LPS Legacy | D5CSRAH24AAK | D5FPHAH18XAK | 14 | 23.1 | 11.7 | Yes | Both | 4 | 700 | 900 | 150 | 350 | 2025-01-01
215324880 | LPS Legacy | D5CSRAH24AAK | D5FSCAH24XAK | 12 | 22.1 | 10.5 | Yes | Both | 4 | 700 | 900 | 150 | 350 | 2025-01-01
215324881 | LPS Legacy | D5CSRAH24AAK | D5FCFAH24XAK | 12.2 | 21.2 | 11.1 | Yes | Both | 4 | 700 | 900 | 150 | 350 | 2025-01-01
215324882 | LPS Legacy | D5CSRAH24AAK | D5FSDAH24XHK | 12.5 | 19 | 11 | Yes | Both | 4 | 700 | 900 | 150 | 350 | 2025-01-01
215324883 | LPS Legacy | D5CVRAH09AAJ | D5FVHAH09XAJ | 10.1 | 18 | 9 | No | N/A | 3 | 600 | 800 | 150 | 350 | 2025-01-01
215324884 | LPS Legacy | D5CVRAH12AAJ | D5FVHAH12XAJ | 8.8 | 19 | 9.2 | No | N/A | 3 | 600 | 800 | 150 | 350 | 2025-01-01
215324885 | LPS Legacy | D5CVRAH09AAK | D5FVHAH09XAK | 10.9 | 19 | 9.7 | Yes | Yes | 3 | 600 | 800 | 150 | 350 | 2025-01-01
215324886 | LPS Legacy | D5CVRAH12AAK | D5FVHAH12XAK | 8.8 | 18 | 8.8 | No | N/A | 2 | 500 | 700 | 100 | 300 | 2025-01-01
215324887 | LPS Legacy | D5CVRAH18AAK | D5FVHAH18XAK | 9.9 | 18.3 | 8.7 | No | N/A | 2 | 500 | 700 | 100 | 300 | 2025-01-01
215324888 | LPS Legacy | D5CVRAH24AAK | D5FVHAH24XAK | 9 | 17 | 8.5 | Yes | Yes | 2 | 500 | 700 | 100 | 300 | 2025-01-01
215324889 | LPS Legacy | D5CLHAH36AAK | D5FLCAH36XAK | 12 | 21.3 | 10.6 | Yes | Both | 4 | 700 | 900 | 150 | 350 | 2025-01-01
215324890 | LPS Legacy | D5CLHAH36AAK | D5FCFAH36XAK | 12 | 20.2 | 10.8 | Yes | Both | 4 | 700 | 900 | 150 | 350 | 2025-01-01
215324891 | LPS Legacy | D5CLHAH36AAK | D5FLDAH36XHK | 12 | 17.8 | 11.1 | Yes | Both | 4 | 700 | 900 | 150 | 350 | 2025-01-01
215324892 | LPS Legacy | D5CLHAH48AAK | D5FLCAH48XAK | 10 | 18.2 | 11 | Yes | Yes | 4 | 700 | 900 | 150 | 350 | 2025-01-01
215324893 | LPS Legacy | D5CLHAH48AAK | D5FCFAH48XAK | 9.4 | 18.7 | 10.1 | Yes | Yes | 4 | 700 | 900 | 150 | 350 | 2025-01-01
215324894 | LPS Legacy | D5CLHAH48AAK | D5FLDAH48XHK | 10.4 | 16.8 | 10.8 | Yes | Yes | 4 | 700 | 900 | 150 | 350 | 2025-01-01
215324895 | LPS Legacy | D5CLHAH58AAK | D5FCFAH58XAK | 9 | 18.1 | 10.7 | Yes | Yes | 4 | 700 | 900 | 150 | 350 | 2025-01-01
215324896 | LPS Legacy | D5CLHAH58AAK | D5FLDAH58XHK | 10.2 | 15.9 | 10.4 | Yes | Yes | 2 | 500 | 700 | 100 | 300 | 2025-01-01
215324897 | LPS Legacy | D5CLRAH36AAK | D5FLCAH36XAK | 9.7 | 20 | 10.4 | Yes | Yes | 4 | 700 | 900 | 150 | 350 | 2025-01-01
215324898 | LPS Legacy | D5CLRAH36AAK | D5FCFAH36XAK | 10.2 | 20 | 10 | No | N/A | 4 | 700 | 900 | 150 | 350 | 2025-01-01
215324899 | LPS Legacy | D5CLRAH36AAK | D5FLDAH36XHK | 10.2 | 18.8 | 10.2 | No | N/A | 4 | 700 | 900 | 150 | 350 | 2025-01-01
215324900 | LPS Legacy | D5CLRAH48AAK | D5FLCAH48XAK | 9.5 | 19.1 | 9.9 | Yes | Yes | 3 | 600 | 800 | 150 | 350 | 2025-01-01
215324901 | LPS Legacy | D5CLRAH48AAK | D5FCFAH48XAK | 9.5 | 19.9 | 10.2 | Yes | Yes | 4 | 700 | 900 | 150 | 350 | 2025-01-01
215324902 | LPS Legacy | D5CLRAH48AAK | D5FLDAH48XHK | 10 | 17.2 | 9.8 | Yes | Yes | 3 | 600 | 800 | 150 | 350 | 2025-01-01
215324903 | LPS Legacy | D5CLRAH58AAK | D5FCFAH58XAK | 9.6 | 19.5 | 9.5 | No | N/A | 3 | 600 | 800 | 150 | 350 | 2025-01-01
215324904 | LPS Legacy | D5CLRAH58AAK | D5FLDAH58XHK | 10 | 17 | 9.8 | No | N/A | 3 | 600 | 800 | 150 | 350 | 2025-01-01
215333827 | LPS Legacy | D5CVRAH09AAJ | D5FVHAH09XCJ | 10.1 | 18 | 9 | No | N/A | 3 | 600 | 800 | 150 | 350 | 2025-01-01
215333828 | LPS Legacy | D5CVRAH12AAJ | D5FVHAH12XCJ | 8.8 | 19 | 9.2 | No | N/A | 3 | 600 | 800 | 150 | 350 | 2025-01-01
215333829 | LPS Legacy | D5CVRAH09AAK | D5FVHAH09XCK | 10.9 | 19 | 9.7 | Yes | Yes | 3 | 600 | 800 | 150 | 350 | 2025-01-01
215333830 | LPS Legacy | D5CVRAH12AAK | D5FVHAH12XCK | 8.8 | 18 | 8.8 | No | N/A | 2 | 500 | 700 | 100 | 300 | 2025-01-01
215333831 | LPS Legacy | D5CVRAH18AAK | D5FVHAH18XCK | 9.9 | 18.3 | 8.7 | No | N/A | 2 | 500 | 700 | 100 | 300 | 2025-01-01
215333832 | LPS Legacy | D5CVRAH24AAK | D5FVHAH24XCK | 9 | 17 | 8.5 | Yes | Yes | 2 | 500 | 700 | 100 | 300 | 2025-01-01
211756536 | LPS Legacy | DLCPRAH09AAK | DLFPHAH09XAK | 15 | 26 | 12.5 | Yes | Both | 4 | 700 | 900 | 150 | 350 | 2025-01-01
213349766 | LPS Legacy | DLCVRAH09AAK | DLFVHAH09XBK | 8.8 | 17.6 | 8.8 | No | N/A | 2 | 500 | 700 | 100 | 300 | 2025-01-01
211756556 | LPS Legacy | DLCLRCH48AAK | DLFLCBH48XAK | 9.5 | 18.5 | 9.8 | No | N/A | 3 | 600 | 800 | 150 | 350 | 2025-01-01
211756578 | LPS Legacy | DLCVRAH09AAK | DLFVHAH09XAK | 10.5 | 18.5 | 8.8 | Yes | Yes | 2 | 500 | 700 | 100 | 300 | 2025-01-01
211756579 | LPS Legacy | DLCSRBH24AAK | DLFSDAH24XAK | 12 | 19.2 | 10.5 | Yes | Both | 4 | 700 | 900 | 150 | 350 | 2025-01-01
211756580 | LPS Legacy | DLCSRBH24AAK | DLFSFAH24XAK | 11.7 | 20.5 | 11 | Yes | Both | 4 | 700 | 900 | 150 | 350 | 2025-01-01
211756581 | LPS Legacy | DLCPRBH18AAK | DLFPHBH18XAK | 15.3 | 26.3 | 15.5 | Yes | Both | 4 | 700 | 900 | 150 | 350 | 2025-01-01
211756582 | LPS Legacy | DLCSRBH18AAK | DLFSDAH24XAK | 12.1 | 18 | 10.5 | Yes | Both | 4 | 700 | 900 | 150 | 350 | 2025-01-01
211756583 | LPS Legacy | DLCSRBH12AAK | DLFSHCH12XAK | 14 | 25.5 | 10.4 | Yes | Both | 4 | 700 | 900 | 150 | 350 | 2025-01-01
211756584 | LPS Legacy | DLCSRBH24AAK | DLFSHCH24XAK | 13 | 21.5 | 11.4 | Yes | Both | 4 | 700 | 900 | 150 | 350 | 2025-01-01
211756585 | LPS Legacy | DLCERBH09AAJ | DLFEHBH09XAJ | 12.5 | 21.5 | 9.1 | Yes | Both | 3 | 600 | 800 | 150 | 350 | 2025-01-01
211756586 | LPS Legacy | DLCSRBH18AAK | DLFSDAH18XHK | 12.1 | 18 | 10.8 | Yes | Both | 4 | 700 | 900 | 150 | 350 | 2025-01-01
211756587 | LPS Legacy | DLCSRBH09AAK | DLFSDAH09XHK | 13.6 | 20.5 | 10 | Yes | Both | 4 | 700 | 900 | 150 | 350 | 2025-01-01
211756588 | LPS Legacy | DLCSRBH12AAK | DLFSDAH12XHK | 12 | 20 | 9.5 | Yes | Both | 3 | 600 | 800 | 150 | 350 | 2025-01-01
211756589 | LPS Legacy | DLCLRCH48AAK | DLFLDAH48XHK | 8.8 | 15.2 | 9.7 | Yes | Yes | 2 | 500 | 700 | 100 | 300 | 2025-01-01
211756590 | LPS Legacy | DLCSRBH24AAK | DLFSDAH24XHK | 12 | 19.2 | 11.1 | Yes | Both | 4 | 700 | 900 | 150 | 350 | 2025-01-01
211756591 | LPS Legacy | DLCSRBH12AAK | DLFSFBH12XAK | 13.3 | 24.2 | 10.7 | Yes | Both | 4 | 700 | 900 | 150 | 350 | 2025-01-01
211756592 | LPS Legacy | DLCSRBH09AAK | DLFSOAH09XAK | 13 | 24 | 12.4 | Yes | Both | 4 | 700 | 900 | 150 | 350 | 2025-01-01
211756593 | LPS Legacy | DLCSRBH06AAK | DLFSOAH09XAK | 14.5 | 22 | 10.8 | Yes | Both | 4 | 700 | 900 | 150 | 350 | 2025-01-01
211756594 | LPS Legacy | DLCSRBH18AAK | DLFSOAH18XAK | 12.5 | 19.8 | 11.2 | Yes | Both | 4 | 700 | 900 | 150 | 350 | 2025-01-01
211756595 | LPS Legacy | DLCSRBH12AAK | DLFSOAH18XAK | 13 | 23 | 10 | Yes | Both | 4 | 700 | 900 | 150 | 350 | 2025-01-01
211756596 | LPS Legacy | DLCSRBH09AAK | DLFCCAH09XAK | 13 | 24 | 12.4 | Yes | Both | 4 | 700 | 900 | 150 | 350 | 2025-01-01
211756597 | LPS Legacy | DLCSRBH18AAK | DLFCCAH18XAK | 12.5 | 19.8 | 11.2 | Yes | Both | 4 | 700 | 900 | 150 | 350 | 2025-01-01
211756598 | LPS Legacy | DLCSRBH06AAK | DLFCCAH06XAK | 14.5 | 22 | 10.8 | Yes | Both | 4 | 700 | 900 | 150 | 350 | 2025-01-01
211756599 | LPS Legacy | DLCSRBH12AAK | DLFCCAH12XAK | 13 | 23 | 10 | Yes | Both | 4 | 700 | 900 | 150 | 350 | 2025-01-01
211756600 | LPS Legacy | DLCSRBH06AAK | DLFSHCH06XAK | 15.8 | 26.5 | 13.6 | Yes | Both | 4 | 700 | 900 | 150 | 350 | 2025-01-01
211756601 | LPS Legacy | DLCERBH09AAK | DLFEHBH09XAK | 12.6 | 21.7 | 9.4 | Yes | Both | 3 | 600 | 800 | 150 | 350 | 2025-01-01
211756602 | LPS Legacy | DLCSRBH09AAK | DLFSHCH09XAK | 16.2 | 28.1 | 11.5 | Yes | Both | 4 | 700 | 900 | 150 | 350 | 2025-01-01
211756603 | LPS Legacy | DLCSRBH18AAK | DLFSHCH18XAK | 12.5 | 21.5 | 11.3 | Yes | Both | 4 | 700 | 900 | 150 | 350 | 2025-01-01
211756558 | LPS Legacy | DLCSRBH06AAK | DLFSHBH06XAK | 15 | 23.5 | 12 | Yes | Both | 4 | 700 | 900 | 150 | 350 | 2025-01-01
211756559 | LPS Legacy | DLCLRCH48AAK | DLFLFAH48XAK | 9.3 | 18.9 | 10 | Yes | Yes | 4 | 700 | 900 | 150 | 350 | 2025-01-01
211756560 | LPS Legacy | DLCSRBH24AAK | DLFSCBH24XAK | 11 | 20.5 | 11.5 | Yes | Both | 4 | 700 | 900 | 150 | 350 | 2025-01-01
211756561 | LPS Legacy | DLCPRBH09AAK | DLFPHBH09XAK | 16 | 27 | 17.5 | Yes | Both | 4 | 700 | 900 | 150 | 350 | 2025-01-01
211756562 | LPS Legacy | DLCPRBH12AAK | DLFPHBH12XAK | 14 | 25.3 | 11.7 | Yes | Both | 4 | 700 | 900 | 150 | 350 | 2025-01-01
211756563 | LPS Legacy | DLCSRBH09AAK | DLFSHBH09XAK | 15.8 | 26.4 | 11.6 | Yes | Both | 4 | 700 | 900 | 150 | 350 | 2025-01-01
211756564 | LPS Legacy | DLCSRBH12AAK | DLFSHBH12XAK | 13 | 23.1 | 10.5 | Yes | Both | 4 | 700 | 900 | 150 | 350 | 2025-01-01
211756565 | LPS Legacy | DLCSRBH18AAK | DLFSHBH18XAK | 13 | 22 | 10.6 | Yes | Both | 4 | 700 | 900 | 150 | 350 | 2025-01-01
211756566 | LPS Legacy | DLCSRBH24AAK | DLFSHBH24XAK | 12.5 | 22.3 | 10.3 | Yes | Both | 4 | 700 | 900 | 150 | 350 | 2025-01-01
211756567 | LPS Legacy | DLCSRBH09AAK | DLFSCAH09XAK | 13 | 20.5 | 10.3 | Yes | Both | 4 | 700 | 900 | 150 | 350 | 2025-01-01
211756568 | LPS Legacy | DLCSRBH09AAK | DLFSDAH09XAK | 13.2 | 20.2 | 12 | Yes | Both | 4 | 700 | 900 | 150 | 350 | 2025-01-01
211756569 | LPS Legacy | DLCSRBH12AAK | DLFSCAH12XAK | 12.7 | 22.3 | 10.2 | Yes | Both | 4 | 700 | 900 | 150 | 350 | 2025-01-01
211756570 | LPS Legacy | DLCSRBH12AAK | DLFSDAH12XAK | 11.7 | 19.5 | 10 | Yes | Both | 4 | 700 | 900 | 150 | 350 | 2025-01-01
211756571 | LPS Legacy | DLCSRBH12AAK | DLFSFAH12XAK | 13 | 23.6 | 10 | Yes | Both | 4 | 700 | 900 | 150 | 350 | 2025-01-01
211756572 | LPS Legacy | DLCSRBH18AAK | DLFSCAH18XAK | 12.5 | 20 | 9.5 | Yes | Both | 3 | 600 | 800 | 150 | 350 | 2025-01-01
211756573 | LPS Legacy | DLCSRBH18AAK | DLFSDAH18XAK | 11.7 | 18 | 9.5 | Yes | Both | 3 | 600 | 800 | 150 | 350 | 2025-01-01
211756574 | LPS Legacy | DLCSRBH18AAK | DLFSFAH18XAK | 12.5 | 20.5 | 9.8 | Yes | Both | 3 | 600 | 800 | 150 | 350 | 2025-01-01
211756537 | LPS Legacy | DLCPRAH12AAK | DLFPHAH12XAK | 13.5 | 24 | 9.5 | Yes | Both | 3 | 600 | 800 | 150 | 350 | 2025-01-01
211756552 | LPS Legacy | DLCPRAH18AAK | DLFPHAH18XAK | 14.5 | 26.2 | 12 | Yes | Both | 4 | 700 | 900 | 150 | 350 | 2025-01-01
211756553 | LPS Legacy | DLCPRAH24AAK | DLFPHAH24XAK | 13.7 | 23.5 | 10.5 | Yes | Both | 4 | 700 | 900 | 150 | 350 | 2025-01-01
211756514 | LPS Legacy | DLCSRBH12AAJ | DLFSHCH12XAJ | 13 | 23.5 | 10 | Yes | No | 4 | 700 | 900 | 150 | 350 | 2025-01-01
211756515 | LPS Legacy | DLCERBH30AAK | DLFEHBH30XAK | 12.2 | 21 | 8.7 | Yes | No | 2 | 500 | 700 | 100 | 300 | 2025-01-01
211756516 | LPS Legacy | DLCSRBH30AAK11 | DLFSHBH30XAK | 12.2 | 21 | 8.7 | Yes | No | 2 | 500 | 700 | 100 | 300 | 2025-01-01
211756517 | LPS Legacy | DLCSRBH30AAK | DLFSHBH30XAK | 12.2 | 21 | 8.2 | Yes | No | 1 | 400 | 600 | 100 | 300 | 2025-01-01
211756518 | LPS Legacy | DLCSRBH12AAJ | DLFSHBH12XAJ | 12.5 | 22.7 | 10.4 | Yes | No | 4 | 700 | 900 | 150 | 350 | 2025-01-01
211756465 | LPS Legacy | DLCLRAH58AAK | DLFLDAH58XAK | 9 | 15.4 | 8.4 | No | N/A | 1 | 400 | 600 | 100 | 300 | 2025-01-01
211756466 | LPS Legacy | DLCLRAH36AAK | DLFLFAH36XAK | 8 | 16 | 10 | No | N/A | 4 | 700 | 900 | 150 | 350 | 2025-01-01
211756467 | LPS Legacy | DLCLRAH36AAK | DLFLCAH36XAK | 9 | 17.5 | 9.3 | No | N/A | 3 | 600 | 800 | 150 | 350 | 2025-01-01
211756468 | LPS Legacy | DLCLRAH48AAK | DLFLFAH48XAK | 9.3 | 17.8 | 9 | No | N/A | 3 | 600 | 800 | 150 | 350 | 2025-01-01
211756469 | LPS Legacy | DLCLRAH48AAK | DLFLCAH48XAK | 9.5 | 16.8 | 9 | No | N/A | 3 | 600 | 800 | 150 | 350 | 2025-01-01
211756470 | LPS Legacy | DLCLRAH58AAK | DLFLFAH58XAK | 9.8 | 18 | 9.4 | No | N/A | 3 | 600 | 800 | 150 | 350 | 2025-01-01
211756471 | LPS Legacy | DLCLRCH36AAK | DLFLCBH36XAK | 9.4 | 19.2 | 8.8 | No | N/A | 2 | 500 | 700 | 100 | 300 | 2025-01-01
211756472 | LPS Legacy | DLCLRCH36AAK | DLFLDAH36XAK | 8.8 | 15.8 | 8.8 | No | N/A | 2 | 500 | 700 | 100 | 300 | 2025-01-01
211756473 | LPS Legacy | DLCLRCH36AAK | DLFLFAH36XAK | 8.5 | 19 | 9 | No | N/A | 3 | 600 | 800 | 150 | 350 | 2025-01-01
211756476 | LPS Legacy | DLCLRCH36AAK | DLFLDAH36XHK | 9.2 | 16 | 10.2 | No | N/A | 4 | 700 | 900 | 150 | 350 | 2025-01-01
211756477 | LPS Legacy | DLCLRCH58AAK | DLFLDAH58XHK | 10.3 | 17 | 8.4 | No | N/A | 1 | 400 | 600 | 100 | 300 | 2025-01-01
211756479 | LPS Legacy | DLCVRAH09AAJ | DLFVHAH09XAJ | 10.1 | 17 | 9 | No | N/A | 3 | 600 | 800 | 150 | 350 | 2025-01-01
211756480 | LPS Legacy | DLCVRAH12AAJ | DLFVHAH12XAJ | 8.8 | 17.4 | 8.7 | No | N/A | 2 | 500 | 700 | 100 | 300 | 2025-01-01
211756481 | LPS Legacy | DLCVRAH12AAK | DLFVHAH12XAK | 8.8 | 17.6 | 8.8 | No | N/A | 2 | 500 | 700 | 100 | 300 | 2025-01-01
211756482 | LPS Legacy | DLCVRAH18AAK | DLFVHAH18XAK | 9.9 | 18.3 | 8.7 | No | N/A | 2 | 500 | 700 | 100 | 300 | 2025-01-01
211756484 | LPS Legacy | DLCLRBH36AAK | DLFLFAH36XAK | 8 | 17 | 8.8 | No | N/A | 2 | 500 | 700 | 100 | 300 | 2025-01-01
211756485 | LPS Legacy | DLCLRBH36AAK | DLFLCAH36XAK | 9 | 17.6 | 9.2 | No | N/A | 3 | 600 | 800 | 150 | 350 | 2025-01-01
211756486 | LPS Legacy | DLCLRBH36AAK | DLFLDAH36XAK | 8.8 | 15.8 | 8.8 | No | N/A | 2 | 500 | 700 | 100 | 300 | 2025-01-01
211756487 | LPS Legacy | DLCLRBH48AAK | DLFLFAH48XAK | 9 | 18 | 9 | No | N/A | 3 | 600 | 800 | 150 | 350 | 2025-01-01
211756488 | LPS Legacy | DLCLRBH48AAK | DLFLCAH48XAK | 9.5 | 17 | 8.8 | No | N/A | 2 | 500 | 700 | 100 | 300 | 2025-01-01
211756490 | LPS Legacy | DLCERBH18AAK | DLFEHBH18XAK | 11 | 19.5 | 8.7 | No | N/A | 2 | 500 | 700 | 100 | 300 | 2025-01-01
211756491 | LPS Legacy | DLCERBH12AAK | DLFEHBH12XAK | 10.8 | 21.4 | 9.2 | No | N/A | 3 | 600 | 800 | 150 | 350 | 2025-01-01
211756492 | LPS Legacy | DLCSRBH30AAK | DLFSHCH30XAK | 11.5 | 20.1 | 9 | No | N/A | 3 | 600 | 800 | 150 | 350 | 2025-01-01
211756493 | LPS Legacy | DLCERBH12AAJ | DLFEHBH12XAJ | 10.3 | 20.8 | 8.7 | No | N/A | 2 | 500 | 700 | 100 | 300 | 2025-01-01
211756494 | LPS Legacy | DLCERBH24AAK | DLFEHBH24XAK | 9.5 | 18.5 | 8.6 | No | N/A | 2 | 500 | 700 | 100 | 300 | 2025-01-01
211756495 | LPS Legacy | DLCLRCH58AAK | DLFLDAH58XAK | 10.3 | 17 | 8.4 | No | N/A | 1 | 400 | 600 | 100 | 300 | 2025-01-01
211756496 | LPS Legacy | DLCLRCH58AAK | DLFLFAH58XAK | 9.8 | 19.8 | 9 | No | N/A | 3 | 600 | 800 | 150 | 350 | 2025-01-01
213214872 | LPS Legacy | DLCPRBH09AAK | DLFPHAH09XAK | 14.4 | 25.5 | 15 | Yes | Both | 4 | 700 | 900 | 150 | 350 | 2025-01-01
213214873 | LPS Legacy | DLCPRBH12AAK | DLFPHAH12XAK | 12.5 | 24 | 10.5 | Yes | Both | 4 | 700 | 900 | 150 | 350 | 2025-01-01
213214874 | LPS Legacy | DLCPRBH18AAK | DLFPHAH18XAK | 13.5 | 23.5 | 13.5 | Yes | Both | 4 | 700 | 900 | 150 | 350 | 2025-01-01
216759653 | LUORISE | L02-12K1V-17S-P-O | L02-12K1V-17S-WC-I | 9.5 | 17 | 9.5 | No | N/A | 3 | 600 | 800 | 150 | 350 | 2025-01-01
216759654 | LUORISE | L02-24K2V-19S-P-O | L02-24K2V-19S-WC-I | 9.5 | 17 | 9.5 | No | N/A | 3 | 600 | 800 | 150 | 350 | 2025-01-01
214390712 | LUORISE | L01-09K1V-19S-P-O | L01-09K1V-19S-WC-I | 10 | 19 | 8.5 | No | N/A | 2 | 500 | 700 | 100 | 300 | 2025-01-01
214390713 | LUORISE | L01-09K1V-19S-O | L01-09K1V-19S-WC-I | 10 | 19 | 8.5 | No | N/A | 2 | 500 | 700 | 100 | 300 | 2025-01-01
214390714 | LUORISE | L01-12K1V-19S-P-O | L01-12K1V-19S-WC-I | 10 | 19 | 8.5 | No | N/A | 2 | 500 | 700 | 100 | 300 | 2025-01-01
214390715 | LUORISE | L01-12K1V-19S-O | L01-12K1V-19S-WC-I | 10 | 19 | 8.5 | No | N/A | 2 | 500 | 700 | 100 | 300 | 2025-01-01
214390716 | LUORISE | L01-09K2V-19S-P-O | L01-09K2V-19S-WC-I | 10 | 19 | 8.5 | No | N/A | 2 | 500 | 700 | 100 | 300 | 2025-01-01
214390717 | LUORISE | L01-09K2V-19S-O | L01-09K2V-19S-WC-I | 10 | 19 | 8.5 | No | N/A | 2 | 500 | 700 | 100 | 300 | 2025-01-01
214390718 | LUORISE | L01-12K2V-19S-P-O | L01-12K2V-19S-WC-I | 10 | 19 | 8.5 | No | N/A | 2 | 500 | 700 | 100 | 300 | 2025-01-01
214390719 | LUORISE | L01-12K2V-19S-O | L01-12K2V-19S-WC-I | 10 | 19 | 8.5 | No | N/A | 2 | 500 | 700 | 100 | 300 | 2025-01-01
214390720 | LUORISE | L01-18K2V-19S-P-O | L01-18K2V-19S-WC-I | 9.4 | 19 | 8.5 | No | N/A | 2 | 500 | 700 | 100 | 300 | 2025-01-01
214390721 | LUORISE | L01-18K2V-19S-O | L01-18K2V-19S-WC-I | 9.4 | 19 | 8.5 | No | N/A | 2 | 500 | 700 | 100 | 300 | 2025-01-01
214390722 | LUORISE | L01-24K2V-19S-P-O | L01-24K2V-19S-WC-I | 10 | 19 | 8.5 | No | N/A | 2 | 500 | 700 | 100 | 300 | 2025-01-01
214390723 | LUORISE | L01-24K2V-19S-O | L01-24K2V-19S-WC-I | 10 | 19 | 8.5 | No | N/A | 2 | 500 | 700 | 100 | 300 | 2025-01-01
216566100 | LUXAIRE | UMC24CN23STG1 |  | 11.5 | 18 | 8.8 | Yes | Both | 2 | 500 | 700 | 100 | 300 | 2025-01-01
216566102 | LUXAIRE | UMC48CN23STG1 |  | 11.35 | 18 | 8.8 | Yes | Both | 2 | 500 | 700 | 100 | 300 | 2025-01-01
216566105 | LUXAIRE | UMC36CN23STG1 |  | 12.85 | 19 | 9 | Yes | Both | 3 | 600 | 800 | 150 | 350 | 2025-01-01
216566098 | LUXAIRE | UMC18CN23STG1 |  | 12 | 17.5 | 9.4 | Yes | Both | 3 | 600 | 800 | 150 | 350 | 2025-01-01
207616560 | Luxaire | DHS42CMB22S |  | 9 | 16 | 8.6 | No | N/A | 2 | 500 | 700 | 100 | 300 | 2025-01-01
207616552 | Luxaire | DHS18CMB22S |  | 12 | 20 | 10 | No | N/A | 4 | 700 | 900 | 150 | 350 | 2025-01-01
207616557 | Luxaire | DHS36CMB22S |  | 9 | 16 | 8.6 | No | N/A | 2 | 500 | 700 | 100 | 300 | 2025-01-01
207616554 | Luxaire | DHS24CMB22S |  | 12 | 20 | 10 | No | N/A | 4 | 700 | 900 | 150 | 350 | 2025-01-01
207616549 | Luxaire | DHW36CMB22S |  | 11.8 | 21 | 8.6 | No | N/A | 2 | 500 | 700 | 100 | 300 | 2025-01-01
216566106 | LUXAIRE | UMC36CN23STG1 |  | 12.85 | 22 | 10 | Yes | Both | 4 | 700 | 900 | 150 | 350 | 2025-01-01
216566103 | LUXAIRE | UMC48CN23STG1 |  | 12 | 22 | 9.5 | Yes | Both | 3 | 600 | 800 | 150 | 350 | 2025-01-01
216566117 | LUXAIRE | UMC18CN23STG1 |  | 13.3 | 22 | 10 | Yes | Both | 4 | 700 | 900 | 150 | 350 | 2025-01-01
216566119 | LUXAIRE | UMC24CN23STG1 |  | 12.85 | 23 | 10 | Yes | Both | 4 | 700 | 900 | 150 | 350 | 2025-01-01
216566099 | LUXAIRE | UMC18CN23STG1 |  | 12.65 | 19.75 | 9.7 | Yes | Both | 3 | 600 | 800 | 150 | 350 | 2025-01-01
216566104 | LUXAIRE | UMC48CN23STG1 |  | 11.8 | 20 | 9.15 | Yes | Both | 3 | 600 | 800 | 150 | 350 | 2025-01-01
216566101 | LUXAIRE | UMC24CN23STG1 |  | 12.2 | 20.5 | 9.4 | Yes | Both | 3 | 600 | 800 | 150 | 350 | 2025-01-01
216566107 | LUXAIRE | UMC36CN23STG1 |  | 12.85 | 20.5 | 9.5 | Yes | Both | 3 | 600 | 800 | 150 | 350 | 2025-01-01
207616556 | Luxaire | DHS24CMB22S |  | 10.5 | 18 | 8.6 | No | N/A | 2 | 500 | 700 | 100 | 300 | 2025-01-01
209818479 | Luxaire | DHP30CSB22S | DHP30NWB22S | 11.25 | 20 | 8.5 | No | N/A | 2 | 500 | 700 | 100 | 300 | 2025-01-01
209818484 | Luxaire | DHP36CSB22S | DHP36NWB22S | 10.5 | 20 | 8.5 | No | N/A | 2 | 500 | 700 | 100 | 300 | 2025-01-01
208495243 | Luxaire | DHP09CSB12S | DHP09NWB12S | 10.7 | 18 | 8.5 | No | N/A | 2 | 500 | 700 | 100 | 300 | 2025-01-01
208495248 | Luxaire | DHP09CSB22S | DHP09NWB22S | 10.2 | 17.5 | 8.4 | No | N/A | 1 | 400 | 600 | 100 | 300 | 2025-01-01
208495258 | Luxaire | DHP12CSB12S | DHP12NWB12S | 8.7 | 16.5 | 8.5 | No | N/A | 2 | 500 | 700 | 100 | 300 | 2025-01-01
208495263 | Luxaire | DHP12CSB22S | DHP12NWB22S | 8.7 | 16.5 | 8.5 | No | N/A | 2 | 500 | 700 | 100 | 300 | 2025-01-01
208495268 | Luxaire | DHP18CSB22S | DHP18NWB22S | 9.55 | 16 | 8.2 | No | N/A | 1 | 400 | 600 | 100 | 300 | 2025-01-01
208495273 | Luxaire | DHP24CSB22S | DHP24NWB22S | 11.6 | 18 | 8.5 | No | N/A | 2 | 500 | 700 | 100 | 300 | 2025-01-01
216572162 | LUXAIRE | URC09CN23STG1 | UNI09HW23STG1 | 13.65 | 25 | 11 | Yes | Both | 4 | 700 | 900 | 150 | 350 | 2025-01-01
216572163 | LUXAIRE | URC12CN23STG1 | UNI12HW23STG1 | 12.25 | 23 | 10 | Yes | Both | 4 | 700 | 900 | 150 | 350 | 2025-01-01
216572164 | LUXAIRE | URC18CN23STG1 | UNI18HW23STG1 | 12.95 | 21 | 10 | Yes | Both | 4 | 700 | 900 | 150 | 350 | 2025-01-01
216572165 | LUXAIRE | URC24CN23STG1 | UNI24HW23STG1 | 12.25 | 22.5 | 9.5 | Yes | Both | 3 | 600 | 800 | 150 | 350 | 2025-01-01
216572166 | LUXAIRE | URC09CN15STG1 | URD09HW15STG1 | 14.05 | 23 | 10 | Yes | Both | 4 | 700 | 900 | 150 | 350 | 2025-01-01
216572167 | LUXAIRE | URC12CN15STG1 | URD12HW15STG1 | 12.25 | 22 | 9.5 | Yes | Both | 3 | 600 | 800 | 150 | 350 | 2025-01-01
216572168 | LUXAIRE | UPC09CN23STG1 | UNI09HW23STG1 | 12 | 22 | 10.5 | Yes | Yes | 4 | 700 | 900 | 150 | 350 | 2025-01-01
216572169 | LUXAIRE | UPC12CN23STG1 | UNI12HW23STG1 | 12 | 22 | 10.5 | Yes | Yes | 4 | 700 | 900 | 150 | 350 | 2025-01-01
216572170 | LUXAIRE | UPC18CN23STG1 | UNI18HW23STG1 | 12 | 21 | 10 | Yes | Both | 4 | 700 | 900 | 150 | 350 | 2025-01-01
216572171 | LUXAIRE | UPC24CN23STG1 | UNI24HW23STG1 | 12 | 21 | 10 | Yes | No | 4 | 700 | 900 | 150 | 350 | 2025-01-01
216572461 | LUXAIRE | UPC36CN23STG1* | UNI36HW23STG1* | 12 | 20 | 10 | Yes | Both | 4 | 700 | 900 | 150 | 350 | 2025-01-01
216566110 | LUXAIRE | UPC18CN23STG1 | UNI18CS23STG1 | 12 | 20 | 10 | Yes | Both | 4 | 700 | 900 | 150 | 350 | 2025-01-01
216566111 | LUXAIRE | UPC24CN23STG1 | UNI24CS23STG1 | 12 | 20 | 10.5 | Yes | Both | 4 | 700 | 900 | 150 | 350 | 2025-01-01
216566114 | LUXAIRE | UPC18CN23STG1 | UNI18DT23STG1 | 11.7 | 19 | 9 | Yes | Both | 3 | 600 | 800 | 150 | 350 | 2025-01-01
216566115 | LUXAIRE | UPC24CN23STG1 | UNI24DT23STG1 | 11.7 | 19 | 9.5 | Yes | Both | 3 | 600 | 800 | 150 | 350 | 2025-01-01
216558430 | LUXAIRE | UPC36CN23STG1 | UNI36DT23STG1 | 11.7 | 18.5 | 9 | Yes | Both | 3 | 600 | 800 | 150 | 350 | 2025-01-01
216558431 | LUXAIRE | UPC48CN23STG1 | UNI48DT23STG1 | 10.7 | 19.5 | 9.5 | Yes | Yes | 3 | 600 | 800 | 150 | 350 | 2025-01-01
216558432 | LUXAIRE | UPC36CN23STG1 | UNI36CS23STG1 | 12 | 19.5 | 9.5 | Yes | Both | 3 | 600 | 800 | 150 | 350 | 2025-01-01
216558433 | LUXAIRE | UPC48CN23STG1 | UNI48CS23STG1 | 12 | 20 | 9.5 | Yes | Both | 3 | 600 | 800 | 150 | 350 | 2025-01-01
216566084 | LUXAIRE | UPC09CN23STG1 | UNI09CS23STG1 | 12 | 20 | 9.5 | Yes | Both | 3 | 600 | 800 | 150 | 350 | 2025-01-01
216566085 | LUXAIRE | UPC12CN23STG1 | UNI12CS23STG1 | 12 | 20 | 9.5 | Yes | Both | 3 | 600 | 800 | 150 | 350 | 2025-01-01
216566086 | LUXAIRE | UPC09CN23STG1 | UNI09DT23STG1 | 11.7 | 19.5 | 9.5 | Yes | Both | 3 | 600 | 800 | 150 | 350 | 2025-01-01
216566087 | LUXAIRE | UPC12CN23STG1 | UNI12DT23STG1 | 11.7 | 19.5 | 9.5 | Yes | Both | 3 | 600 | 800 | 150 | 350 | 2025-01-01
8578507 | LUXAIRE BY JOHNSON CONTROLS | DHW42CMB21S |  | 10.4 | 21 | 8.6 | No | N/A | 2 | 500 | 700 | 100 | 300 | 2025-01-01
8578563 | LUXAIRE BY JOHNSON CONTROLS | DHX09CSB11S | DHX09NWB11S | 13 | 23 | 9.4 | Yes | Both | 3 | 600 | 800 | 150 | 350 | 2025-01-01
8578567 | LUXAIRE BY JOHNSON CONTROLS | DHX12CSB11S | DHX12NWB11S | 12 | 21.5 | 8.2 | Yes | No | 1 | 400 | 600 | 100 | 300 | 2025-01-01
8578571 | LUXAIRE BY JOHNSON CONTROLS | DHX09CSB21S | DHX09NWB21S | 14 | 23 | 8.5 | Yes | Both | 2 | 500 | 700 | 100 | 300 | 2025-01-01
8578575 | LUXAIRE BY JOHNSON CONTROLS | DHX12CSB21S | DHX12NWB21S | 12 | 21.5 | 8.5 | Yes | Yes | 2 | 500 | 700 | 100 | 300 | 2025-01-01
8578579 | LUXAIRE BY JOHNSON CONTROLS | DHX18CSB21S | DHX18NWB21S | 12.5 | 20 | 8.5 | No | N/A | 2 | 500 | 700 | 100 | 300 | 2025-01-01
8578583 | LUXAIRE BY JOHNSON CONTROLS | DHX24CSB21S | DHX24NWB21S | 12.5 | 20 | 8.5 | Yes | No | 2 | 500 | 700 | 100 | 300 | 2025-01-01
217184744 | Maestrale | TSB24MBOR3J0X24 |  | 12.5 | 22 | 9.05 | No | N/A | 3 | 600 | 800 | 150 | 350 | 2025-01-01
217184745 | Maestrale | TSB36MBOR4J0X24 |  | 12.5 | 21 | 9 | No | N/A | 3 | 600 | 800 | 150 | 350 | 2025-01-01
216621477 | Maestrale | TSA12MAQU1J0X24-O | TSA12MAQU1J0X24-I | 12.7 | 23.5 | 9.5 | No | N/A | 3 | 600 | 800 | 150 | 350 | 2025-01-01
216621478 | Maestrale | TSA18MAQU1J0X24-O | TSA18MAQU1J0X24-I | 13.2 | 20.5 | 9.5 | No | N/A | 3 | 600 | 800 | 150 | 350 | 2025-01-01
205138202 | MAESTRO | MA-12CA22SEXT | MA-12CA22SINT | 13 | 21 | 9.5 | No | N/A | 3 | 600 | 800 | 150 | 350 | 2025-01-01
205138203 | MAESTRO | MA-18CA22SEXT | MA-18CA22SINT | 13 | 22.5 | 8.6 | No | N/A | 2 | 500 | 700 | 100 | 300 | 2025-01-01
205138206 | MAESTRO | MA-12CA22EXT | MA-12CA22INT | 13 | 21 | 9 | No | N/A | 3 | 600 | 800 | 150 | 350 | 2025-01-01
205138207 | MAESTRO | MA-18CA22EXT | MA-18CA22INT | 13 | 22.5 | 8.6 | No | N/A | 2 | 500 | 700 | 100 | 300 | 2025-01-01
10277944 | MAESTRO | MA-12CA22EXT | MA-12CA22INT | 13 | 21 | 9.5 | No | N/A | 3 | 600 | 800 | 150 | 350 | 2025-01-01
10277946 | MAESTRO | MA-18CA22EXT | MA-18CA22INT | 13 | 22.5 | 8.6 | No | N/A | 2 | 500 | 700 | 100 | 300 | 2025-01-01
215864407 | MAINLINE | ML18HP230MUL-O |  | 12 | 20 | 10 | No | N/A | 4 | 700 | 900 | 150 | 350 | 2025-01-01
215864410 | MAINLINE | ML27HP230MUL-O |  | 12 | 21 | 9 | No | N/A | 3 | 600 | 800 | 150 | 350 | 2025-01-01
215864413 | MAINLINE | ML36HP230MUL-O |  | 11.7 | 20 | 9.2 | No | N/A | 3 | 600 | 800 | 150 | 350 | 2025-01-01
215864416 | MAINLINE | ML48HP230MUL-O |  | 12 | 20.4 | 10.6 | No | N/A | 4 | 700 | 900 | 150 | 350 | 2025-01-01
215864419 | MAINLINE | ML55HP230MUL-O |  | 10 | 18 | 9.2 | No | N/A | 3 | 600 | 800 | 150 | 350 | 2025-01-01
215864422 | MAINLINE | ML18HP230MULH-O |  | 13 | 20 | 10 | No | N/A | 4 | 700 | 900 | 150 | 350 | 2025-01-01
215864425 | MAINLINE | ML27HP230MULH-O |  | 12 | 19 | 9.5 | No | N/A | 3 | 600 | 800 | 150 | 350 | 2025-01-01
215864428 | MAINLINE | ML36HP230MULH-O |  | 12 | 19.4 | 10.4 | No | N/A | 4 | 700 | 900 | 150 | 350 | 2025-01-01
215864431 | MAINLINE | ML48HP230MULH-O |  | 11.7 | 20.4 | 11 | No | N/A | 4 | 700 | 900 | 150 | 350 | 2025-01-01
215864434 | MAINLINE | ML55HP230MULH-O |  | 11.7 | 20 | 10.7 | No | N/A | 4 | 700 | 900 | 150 | 350 | 2025-01-01
216623554 | MAINLINE | ML18HP230MUL-O* |  | 12 | 20 | 10 | No | N/A | 4 | 700 | 900 | 150 | 350 | 2025-01-01
216623557 | MAINLINE | ML27HP230MUL-O* |  | 12 | 21 | 9 | No | N/A | 3 | 600 | 800 | 150 | 350 | 2025-01-01
216623560 | MAINLINE | ML36HP230MUL-O* |  | 11.7 | 20 | 9.2 | No | N/A | 3 | 600 | 800 | 150 | 350 | 2025-01-01
216623563 | MAINLINE | ML48HP230MUL-O* |  | 12 | 20.4 | 10.6 | No | N/A | 4 | 700 | 900 | 150 | 350 | 2025-01-01
216623566 | MAINLINE | ML18HP230MULH-O* |  | 13 | 20 | 10 | No | N/A | 4 | 700 | 900 | 150 | 350 | 2025-01-01
216623569 | MAINLINE | ML27HP230MULH-O* |  | 12 | 19 | 9.5 | No | N/A | 3 | 600 | 800 | 150 | 350 | 2025-01-01
216623572 | MAINLINE | ML36HP230MULH-O* |  | 12 | 19.4 | 10.4 | No | N/A | 4 | 700 | 900 | 150 | 350 | 2025-01-01
216623575 | MAINLINE | ML48HP230MULH-O* |  | 11.7 | 20.4 | 11 | No | N/A | 4 | 700 | 900 | 150 | 350 | 2025-01-01
216623578 | MAINLINE | ML55HP230MULH-O* |  | 11.7 | 20 | 10.7 | No | N/A | 4 | 700 | 900 | 150 | 350 | 2025-01-01
216623551 | MAINLINE | ML55HP230MUL-O* |  | 10 | 18 | 9.2 | No | N/A | 3 | 600 | 800 | 150 | 350 | 2025-01-01
216623550 | MAINLINE | ML55HP230MUL-O* |  | 10 | 22 | 9.5 | No | N/A | 3 | 600 | 800 | 150 | 350 | 2025-01-01
216623574 | MAINLINE | ML48HP230MULH-O* |  | 12 | 23 | 11 | No | N/A | 4 | 700 | 900 | 150 | 350 | 2025-01-01
216623577 | MAINLINE | ML55HP230MULH-O* |  | 12 | 22.2 | 10.5 | No | N/A | 4 | 700 | 900 | 150 | 350 | 2025-01-01
216623568 | MAINLINE | ML27HP230MULH-O* |  | 12.5 | 23 | 10.5 | No | N/A | 4 | 700 | 900 | 150 | 350 | 2025-01-01
216623571 | MAINLINE | ML36HP230MULH-O* |  | 13 | 23 | 10.7 | No | N/A | 4 | 700 | 900 | 150 | 350 | 2025-01-01
216623562 | MAINLINE | ML48HP230MUL-O* |  | 12.5 | 24 | 10.3 | No | N/A | 4 | 700 | 900 | 150 | 350 | 2025-01-01
216623565 | MAINLINE | ML18HP230MULH-O* |  | 15 | 25 | 10.4 | No | N/A | 4 | 700 | 900 | 150 | 350 | 2025-01-01
216623556 | MAINLINE | ML27HP230MUL-O* |  | 13 | 25 | 9.5 | No | N/A | 3 | 600 | 800 | 150 | 350 | 2025-01-01
216623559 | MAINLINE | ML36HP230MUL-O* |  | 12 | 24 | 9.5 | No | N/A | 3 | 600 | 800 | 150 | 350 | 2025-01-01
216623553 | MAINLINE | ML18HP230MUL-O* |  | 14 | 25.1 | 9.8 | No | N/A | 3 | 600 | 800 | 150 | 350 | 2025-01-01
215864433 | MAINLINE | ML55HP230MULH-O |  | 12 | 21.4 | 10.6 | No | N/A | 4 | 700 | 900 | 150 | 350 | 2025-01-01
215864427 | MAINLINE | ML36HP230MULH-O |  | 12.2 | 21.5 | 11.3 | No | N/A | 4 | 700 | 900 | 150 | 350 | 2025-01-01
215864430 | MAINLINE | ML48HP230MULH-O |  | 12 | 21.2 | 10.2 | No | N/A | 4 | 700 | 900 | 150 | 350 | 2025-01-01
215864421 | MAINLINE | ML18HP230MULH-O |  | 13 | 21 | 10 | No | N/A | 4 | 700 | 900 | 150 | 350 | 2025-01-01
215864424 | MAINLINE | ML27HP230MULH-O |  | 12 | 21 | 10 | No | N/A | 4 | 700 | 900 | 150 | 350 | 2025-01-01
215864415 | MAINLINE | ML48HP230MUL-O |  | 11.7 | 21.3 | 10 | No | N/A | 4 | 700 | 900 | 150 | 350 | 2025-01-01
215864418 | MAINLINE | ML55HP230MUL-O |  | 10 | 19.2 | 9.6 | No | N/A | 3 | 600 | 800 | 150 | 350 | 2025-01-01
215864409 | MAINLINE | ML27HP230MUL-O |  | 12.2 | 23 | 9.5 | No | N/A | 3 | 600 | 800 | 150 | 350 | 2025-01-01
215864412 | MAINLINE | ML36HP230MUL-O |  | 12 | 23.1 | 10 | No | N/A | 4 | 700 | 900 | 150 | 350 | 2025-01-01
215864406 | MAINLINE | ML18HP230MUL-O |  | 12.5 | 23 | 10 | No | N/A | 4 | 700 | 900 | 150 | 350 | 2025-01-01
215864408 | MAINLINE | ML18HP230MUL-O |  | 12.25 | 21.5 | 10 | No | N/A | 4 | 700 | 900 | 150 | 350 | 2025-01-01
215864411 | MAINLINE | ML27HP230MUL-O |  | 12.1 | 22 | 9.25 | No | N/A | 3 | 600 | 800 | 150 | 350 | 2025-01-01
215864420 | MAINLINE | ML55HP230MUL-O |  | 10 | 18.6 | 9.4 | No | N/A | 3 | 600 | 800 | 150 | 350 | 2025-01-01
215864417 | MAINLINE | ML48HP230MUL-O |  | 11.85 | 20.85 | 10.3 | No | N/A | 4 | 700 | 900 | 150 | 350 | 2025-01-01
215864414 | MAINLINE | ML36HP230MUL-O |  | 11.85 | 21.55 | 9.6 | No | N/A | 3 | 600 | 800 | 150 | 350 | 2025-01-01
215864423 | MAINLINE | ML18HP230MULH-O |  | 13 | 20.5 | 10 | No | N/A | 4 | 700 | 900 | 150 | 350 | 2025-01-01
215864429 | MAINLINE | ML36HP230MULH-O |  | 12.1 | 20.45 | 10.85 | No | N/A | 4 | 700 | 900 | 150 | 350 | 2025-01-01
215864426 | MAINLINE | ML27HP230MULH-O |  | 12 | 20 | 9.75 | No | N/A | 3 | 600 | 800 | 150 | 350 | 2025-01-01
215864432 | MAINLINE | ML48HP230MULH-O |  | 11.85 | 20.8 | 10.6 | No | N/A | 4 | 700 | 900 | 150 | 350 | 2025-01-01
215864435 | MAINLINE | ML55HP230MULH-O |  | 11.85 | 20.7 | 10.65 | No | N/A | 4 | 700 | 900 | 150 | 350 | 2025-01-01
216623552 | MAINLINE | ML55HP230MUL-O* |  | 10 | 20 | 9.35 | No | N/A | 3 | 600 | 800 | 150 | 350 | 2025-01-01
216623555 | MAINLINE | ML18HP230MUL-O* |  | 13 | 22.55 | 9.9 | No | N/A | 3 | 600 | 800 | 150 | 350 | 2025-01-01
216623558 | MAINLINE | ML27HP230MUL-O* |  | 12.5 | 23 | 9.25 | No | N/A | 3 | 600 | 800 | 150 | 350 | 2025-01-01
216623564 | MAINLINE | ML48HP230MUL-O* |  | 12.25 | 22.2 | 10.45 | No | N/A | 4 | 700 | 900 | 150 | 350 | 2025-01-01
216623561 | MAINLINE | ML36HP230MUL-O* |  | 11.85 | 22 | 9.35 | No | N/A | 3 | 600 | 800 | 150 | 350 | 2025-01-01
216623567 | MAINLINE | ML18HP230MULH-O* |  | 14 | 22.5 | 10.2 | No | N/A | 4 | 700 | 900 | 150 | 350 | 2025-01-01
216623570 | MAINLINE | ML27HP230MULH-O* |  | 12.25 | 21 | 10 | No | N/A | 4 | 700 | 900 | 150 | 350 | 2025-01-01
216623579 | MAINLINE | ML55HP230MULH-O* |  | 11.85 | 21.1 | 10.6 | No | N/A | 4 | 700 | 900 | 150 | 350 | 2025-01-01
216623576 | MAINLINE | ML48HP230MULH-O* |  | 11.85 | 21.7 | 11 | No | N/A | 4 | 700 | 900 | 150 | 350 | 2025-01-01
216623573 | MAINLINE | ML36HP230MULH-O* |  | 12.5 | 21.2 | 10.55 | No | N/A | 4 | 700 | 900 | 150 | 350 | 2025-01-01
215864319 | MAINLINE | ML09HP115WIN-O | ML09HP115WIN-I | 10.1 | 18 | 9 | No | N/A | 3 | 600 | 800 | 150 | 350 | 2025-01-01
215864320 | MAINLINE | ML12HP115WIN-O | ML12HP115WIN-I | 8.8 | 19 | 9.2 | No | N/A | 3 | 600 | 800 | 150 | 350 | 2025-01-01
215864321 | MAINLINE | ML09HP230WIN-O | ML09HP230WIN-I | 10.9 | 19 | 9.7 | No | N/A | 3 | 600 | 800 | 150 | 350 | 2025-01-01
215864322 | MAINLINE | ML12HP230WIN-O | ML12HP230WIN-I | 8.8 | 18 | 8.8 | No | N/A | 2 | 500 | 700 | 100 | 300 | 2025-01-01
215864323 | MAINLINE | ML18HP230WIN-O | ML18HP230WIN-I | 9.9 | 18.3 | 8.7 | No | N/A | 2 | 500 | 700 | 100 | 300 | 2025-01-01
215864324 | MAINLINE | ML24HP230WIN-O | ML24HP230WIN-I | 9 | 17 | 8.5 | No | N/A | 2 | 500 | 700 | 100 | 300 | 2025-01-01
215864325 | MAINLINE | ML09HP115GEN-O | ML09HP115GEN-I | 12.5 | 21.5 | 9 | No | N/A | 3 | 600 | 800 | 150 | 350 | 2025-01-01
215864326 | MAINLINE | ML12HP115GEN-O | ML12HP115GEN-I | 10.1 | 21.2 | 8.7 | No | N/A | 2 | 500 | 700 | 100 | 300 | 2025-01-01
215864327 | MAINLINE | ML09HP230GEN-O | ML09HP230GEN-I | 12.6 | 21.2 | 9.1 | No | N/A | 3 | 600 | 800 | 150 | 350 | 2025-01-01
215864328 | MAINLINE | ML12HP230GEN-O | ML12HP230GEN-I | 10.8 | 21.3 | 9.1 | No | N/A | 3 | 600 | 800 | 150 | 350 | 2025-01-01
215864329 | MAINLINE | ML18HP230GEN-O | ML18HP230GEN-I | 10.8 | 19.2 | 9.6 | No | N/A | 3 | 600 | 800 | 150 | 350 | 2025-01-01
215864330 | MAINLINE | ML24HP230GEN-O | ML24HP230GEN-I | 10 | 18.7 | 9.3 | No | N/A | 3 | 600 | 800 | 150 | 350 | 2025-01-01
215864331 | MAINLINE | ML30HP230GEN-O | ML30HP230GEN-I | 11 | 20 | 9.2 | No | N/A | 3 | 600 | 800 | 150 | 350 | 2025-01-01
215864332 | MAINLINE | ML36HP230GEN-O | ML36HP230GEN-I | 9 | 18 | 8.5 | No | N/A | 2 | 500 | 700 | 100 | 300 | 2025-01-01
215864333 | MAINLINE | ML12HP115NEX-O | ML12HP115NEX-I | 12.5 | 23.2 | 10.4 | No | N/A | 4 | 700 | 900 | 150 | 350 | 2025-01-01
215864334 | MAINLINE | ML09HP230NEX-O | ML09HP230NEX-I | 14.7 | 24.6 | 13 | No | N/A | 4 | 700 | 900 | 150 | 350 | 2025-01-01
215864335 | MAINLINE | ML12HP230NEX-O | ML12HP230NEX-I | 12.2 | 23.1 | 11.5 | No | N/A | 4 | 700 | 900 | 150 | 350 | 2025-01-01
215864336 | MAINLINE | ML18HP230NEX-O | ML18HP230NEX-I | 13.5 | 24 | 11.1 | No | N/A | 4 | 700 | 900 | 150 | 350 | 2025-01-01
215864337 | MAINLINE | ML24HP230NEX-O | ML24HP230NEX-I | 13 | 23.5 | 10 | No | N/A | 4 | 700 | 900 | 150 | 350 | 2025-01-01
215864338 | MAINLINE | ML06HP230NEXH-O | ML06HP230NEX-I | 16 | 25.3 | 14.6 | No | N/A | 4 | 700 | 900 | 150 | 350 | 2025-01-01
215864339 | MAINLINE | ML09HP230NEXH-O | ML09HP230NEX-I | 15 | 26 | 12.5 | No | N/A | 4 | 700 | 900 | 150 | 350 | 2025-01-01
215864340 | MAINLINE | ML12HP230NEXH-O | ML12HP230NEX-I | 13.2 | 24 | 10.5 | No | N/A | 4 | 700 | 900 | 150 | 350 | 2025-01-01
215864341 | MAINLINE | ML18HP230NEXH-O | ML18HP230NEX-I | 13 | 21.7 | 10.8 | No | N/A | 4 | 700 | 900 | 150 | 350 | 2025-01-01
215864342 | MAINLINE | ML24HP230NEXH-O | ML24HP230NEX-I | 12.5 | 22.3 | 13.3 | No | N/A | 4 | 700 | 900 | 150 | 350 | 2025-01-01
215864343 | MAINLINE | ML33HP230NEXH-O | ML33HP230NEX-I | 11.7 | 20 | 10.5 | No | N/A | 4 | 700 | 900 | 150 | 350 | 2025-01-01
215864344 | MAINLINE | ML06HP230CALH-O | ML06HP230CALH-I | 17.4 | 35 | 30 | No | N/A | 4 | 700 | 900 | 150 | 350 | 2025-01-01
215864345 | MAINLINE | ML09HP230CALH-O | ML09HP230CALH-I | 17 | 33.3 | 22 | No | N/A | 4 | 700 | 900 | 150 | 350 | 2025-01-01
215864346 | MAINLINE | ML12HP230CALH-O | ML12HP230CALH-I | 14.2 | 29.4 | 14.5 | No | N/A | 4 | 700 | 900 | 150 | 350 | 2025-01-01
215864347 | MAINLINE | ML18HP230CALH-O | ML18HP230CALH-I | 15 | 25.6 | 16.2 | No | N/A | 4 | 700 | 900 | 150 | 350 | 2025-01-01
215864348 | MAINLINE | ML24HP230CALH-O | ML24HP230CALH-I | 13 | 21 | 13.5 | No | N/A | 4 | 700 | 900 | 150 | 350 | 2025-01-01
215864349 | MAINLINE | ML33HP230CALH-O | ML33HP230CALH-I | 12 | 19.5 | 10.5 | No | N/A | 4 | 700 | 900 | 150 | 350 | 2025-01-01
215864350 | MAINLINE | ML09HP230NEX-O | ML09HP230STDCAS-I | 14.3 | 21.6 | 11.3 | No | N/A | 4 | 700 | 900 | 150 | 350 | 2025-01-01
215864351 | MAINLINE | ML12HP230NEX-O | ML12HP230STDCAS-I | 12.5 | 21.1 | 10.4 | No | N/A | 4 | 700 | 900 | 150 | 350 | 2025-01-01
215864352 | MAINLINE | ML18HP230NEX-O | ML18HP230STDCAS-I | 12.5 | 20.7 | 11.4 | No | N/A | 4 | 700 | 900 | 150 | 350 | 2025-01-01
215864353 | MAINLINE | ML24HP230NEX-O | ML24HP230STDCAS-I | 12 | 22 | 10.5 | No | N/A | 4 | 700 | 900 | 150 | 350 | 2025-01-01
215864354 | MAINLINE | ML09HP230NEX-O | ML09HP230LSDUC-I | 12.8 | 19.5 | 11 | No | N/A | 4 | 700 | 900 | 150 | 350 | 2025-01-01
215864355 | MAINLINE | ML12HP230NEX-O | ML12HP230LSDUC-I | 11.7 | 19 | 10.2 | No | N/A | 4 | 700 | 900 | 150 | 350 | 2025-01-01
215864356 | MAINLINE | ML18HP230NEX-O | ML18HP230LSDUC-I | 12.5 | 20 | 10.5 | No | N/A | 4 | 700 | 900 | 150 | 350 | 2025-01-01
215864357 | MAINLINE | ML09HP230NEX-O | ML09HP230HSDUC-I | 13 | 19.7 | 11.5 | No | N/A | 4 | 700 | 900 | 150 | 350 | 2025-01-01
215864358 | MAINLINE | ML12HP230NEX-O | ML12HP230HSDUC-I | 12 | 19.5 | 10.5 | No | N/A | 4 | 700 | 900 | 150 | 350 | 2025-01-01
215864359 | MAINLINE | ML18HP230NEX-O | ML18HP230HSDUC-I | 13.3 | 20 | 11.3 | No | N/A | 4 | 700 | 900 | 150 | 350 | 2025-01-01
215864360 | MAINLINE | ML24HP230NEX-O | ML24HP230HSDUC-I | 12.5 | 19 | 11 | No | N/A | 4 | 700 | 900 | 150 | 350 | 2025-01-01
215864361 | MAINLINE | ML09HP230NEX-O | ML09HP230CON-I | 16.2 | 26 | 13.9 | No | N/A | 4 | 700 | 900 | 150 | 350 | 2025-01-01
215864362 | MAINLINE | ML12HP230NEX-O | ML12HP230CON-I | 12.7 | 24.6 | 11 | No | N/A | 4 | 700 | 900 | 150 | 350 | 2025-01-01
215864363 | MAINLINE | ML18HP230NEX-O | ML16HP230CON-I | 12.5 | 23.8 | 13.5 | No | N/A | 4 | 700 | 900 | 150 | 350 | 2025-01-01
215864364 | MAINLINE | ML18HP230NEX-O | ML18HP230FLO-I | 12.5 | 22.3 | 10.4 | No | N/A | 4 | 700 | 900 | 150 | 350 | 2025-01-01
215864365 | MAINLINE | ML24HP230NEX-O | ML24HP230FLO-I | 12.2 | 21.1 | 11.1 | No | N/A | 4 | 700 | 900 | 150 | 350 | 2025-01-01
215864366 | MAINLINE | ML09HP230NEX-O | ML09HP2301WYCAS-I | 14.4 | 22.1 | 11.8 | No | N/A | 4 | 700 | 900 | 150 | 350 | 2025-01-01
215864367 | MAINLINE | ML12HP230NEX-O | ML12HP2301WYCAS-I | 12.3 | 22.1 | 10 | No | N/A | 4 | 700 | 900 | 150 | 350 | 2025-01-01
215864368 | MAINLINE | ML18HP230NEX-O | ML18HP2301WYCAS-I | 12.5 | 22.2 | 12.2 | No | N/A | 4 | 700 | 900 | 150 | 350 | 2025-01-01
215864369 | MAINLINE | ML09HP230NEXH-O | ML09HP230STDCAS-I | 14 | 22.6 | 12.1 | No | N/A | 4 | 700 | 900 | 150 | 350 | 2025-01-01
215864370 | MAINLINE | ML12HP230NEXH-O | ML12HP230STDCAS-I | 12.5 | 22.2 | 11.6 | No | N/A | 4 | 700 | 900 | 150 | 350 | 2025-01-01
215864371 | MAINLINE | ML18HP230NEXH-O | ML18HP230STDCAS-I | 12.5 | 20 | 12.3 | No | N/A | 4 | 700 | 900 | 150 | 350 | 2025-01-01
215864372 | MAINLINE | ML24HP230NEXH-O | ML24HP230STDCAS-I | 12 | 20.7 | 11.6 | No | N/A | 4 | 700 | 900 | 150 | 350 | 2025-01-01
215864373 | MAINLINE | ML06HP230NEXH-O | ML06HP230LSDUC-I | 14.4 | 21.4 | 13.8 | No | N/A | 4 | 700 | 900 | 150 | 350 | 2025-01-01
215864374 | MAINLINE | ML09HP230NEXH-O | ML09HP230LSDUC-I | 13.4 | 21.4 | 12.5 | No | N/A | 4 | 700 | 900 | 150 | 350 | 2025-01-01
215864375 | MAINLINE | ML12HP230NEXH-O | ML12HP230LSDUC-I | 12 | 20 | 10 | No | N/A | 4 | 700 | 900 | 150 | 350 | 2025-01-01
215864376 | MAINLINE | ML18HP230NEXH-O | ML18HP230LSDUC-I | 12 | 18 | 10.5 | No | N/A | 4 | 700 | 900 | 150 | 350 | 2025-01-01
215864377 | MAINLINE | ML09HP230NEXH-O | ML09HP230HSDUC-I | 14 | 20.5 | 13.8 | No | N/A | 4 | 700 | 900 | 150 | 350 | 2025-01-01
215864378 | MAINLINE | ML12HP230NEXH-O | ML12HP230HSDUC-I | 12 | 20 | 10.6 | No | N/A | 4 | 700 | 900 | 150 | 350 | 2025-01-01
215864379 | MAINLINE | ML18HP230NEXH-O | ML18HP230HSDUC-I | 12 | 18.4 | 11.1 | No | N/A | 4 | 700 | 900 | 150 | 350 | 2025-01-01
215864380 | MAINLINE | ML24HP230NEXH-O | ML24HP230HSDUC-I | 12 | 19 | 11.7 | No | N/A | 4 | 700 | 900 | 150 | 350 | 2025-01-01
215864381 | MAINLINE | ML09HP230NEXH-O | ML09HP230CON-I | 15.1 | 27.2 | 10.9 | No | N/A | 4 | 700 | 900 | 150 | 350 | 2025-01-01
215864382 | MAINLINE | ML12HP230NEXH-O | ML12HP230CON-I | 12.5 | 25 | 10.5 | No | N/A | 4 | 700 | 900 | 150 | 350 | 2025-01-01
215864383 | MAINLINE | ML18HP230NEXH-O | ML16HP230CON-I | 12.5 | 20 | 10.3 | No | N/A | 4 | 700 | 900 | 150 | 350 | 2025-01-01
215864384 | MAINLINE | ML18HP230NEXH-O | ML18HP230FLO-I | 12.5 | 20.4 | 10.3 | No | N/A | 4 | 700 | 900 | 150 | 350 | 2025-01-01
215864385 | MAINLINE | ML24HP230NEXH-O | ML24HP230FLO-I | 12 | 20.4 | 12.1 | No | N/A | 4 | 700 | 900 | 150 | 350 | 2025-01-01
215864386 | MAINLINE | ML06HP230NEXH-O | ML06HP2301WYCAS-I | 15 | 22 | 12 | No | N/A | 4 | 700 | 900 | 150 | 350 | 2025-01-01
215864387 | MAINLINE | ML09HP230NEXH-O | ML09HP2301WYCAS-I | 14.6 | 24 | 12.1 | No | N/A | 4 | 700 | 900 | 150 | 350 | 2025-01-01
215864388 | MAINLINE | ML12HP230NEXH-O | ML12HP2301WYCAS-I | 13 | 23 | 10 | No | N/A | 4 | 700 | 900 | 150 | 350 | 2025-01-01
215864389 | MAINLINE | ML18HP230NEXH-O | ML18HP2301WYCAS-I | 12.5 | 20.6 | 12.2 | No | N/A | 4 | 700 | 900 | 150 | 350 | 2025-01-01
215864390 | MAINLINE | ML36HP230LCM-O | ML36HP230STDCAS-I | 9.6 | 20 | 10.3 | No | N/A | 4 | 700 | 900 | 150 | 350 | 2025-01-01
215864391 | MAINLINE | ML48HP230LCM-O | ML48HP230STDCAS-I | 9.5 | 19 | 9.9 | No | N/A | 3 | 600 | 800 | 150 | 350 | 2025-01-01
215864392 | MAINLINE | ML36HP230LCM-O | ML36HP230HSDUC-I | 10.1 | 18.7 | 10.2 | No | N/A | 4 | 700 | 900 | 150 | 350 | 2025-01-01
215864393 | MAINLINE | ML48HP230LCM-O | ML48HP230HSDUC-I | 10 | 17.1 | 9.8 | No | N/A | 3 | 600 | 800 | 150 | 350 | 2025-01-01
215864394 | MAINLINE | ML60HP230LCM-O | ML60HP230HSDUC-I | 10 | 17 | 9.7 | No | N/A | 3 | 600 | 800 | 150 | 350 | 2025-01-01
215864395 | MAINLINE | ML36HP230LCM-O | ML36HP230FLO-I | 10.1 | 20 | 10 | No | N/A | 4 | 700 | 900 | 150 | 350 | 2025-01-01
215864396 | MAINLINE | ML48HP230LCM-O | ML48HP230FLO-I | 9.5 | 19.8 | 10.2 | No | N/A | 4 | 700 | 900 | 150 | 350 | 2025-01-01
215864397 | MAINLINE | ML60HP230LCM-O | ML60HP230FLO-I | 9.5 | 19.5 | 9.5 | No | N/A | 3 | 600 | 800 | 150 | 350 | 2025-01-01
215864398 | MAINLINE | ML36HP230LCMH-O | ML36HP230STDCAS-I | 12 | 21.2 | 10.6 | No | N/A | 4 | 700 | 900 | 150 | 350 | 2025-01-01
215864399 | MAINLINE | ML48HP230LCMH-O | ML48HP230STDCAS-I | 10 | 18 | 11 | No | N/A | 4 | 700 | 900 | 150 | 350 | 2025-01-01
215864400 | MAINLINE | ML36HP230LCMH-O | ML36HP230HSDUC-I | 12 | 17.7 | 11.1 | No | N/A | 4 | 700 | 900 | 150 | 350 | 2025-01-01
215864401 | MAINLINE | ML48HP230LCMH-O | ML48HP230HSDUC-I | 10.4 | 16.7 | 10.8 | No | N/A | 4 | 700 | 900 | 150 | 350 | 2025-01-01
215864402 | MAINLINE | ML60HP230LCMH-O | ML60HP230HSDUC-I | 10.2 | 15.8 | 10.4 | No | N/A | 2 | 500 | 700 | 100 | 300 | 2025-01-01
215864403 | MAINLINE | ML36HP230LCMH-O | ML36HP230FLO-I | 12 | 20 | 10.8 | No | N/A | 4 | 700 | 900 | 150 | 350 | 2025-01-01
215864404 | MAINLINE | ML48HP230LCMH-O | ML48HP230FLO-I | 9.4 | 18.5 | 10.1 | No | N/A | 4 | 700 | 900 | 150 | 350 | 2025-01-01
215864405 | MAINLINE | ML60HP230LCMH-O | ML60HP230FLO-I | 9 | 18 | 10.7 | No | N/A | 4 | 700 | 900 | 150 | 350 | 2025-01-01
206579779 | MAMMOTH | GXH42(12.3)FMK4DH1 |  | 10.4 | 21 | 8.6 | No | N/A | 2 | 500 | 700 | 100 | 300 | 2025-01-01
206579773 | MAMMOTH | GXH30(8.8)FMK4DH1 |  | 11.8 | 20 | 8.6 | No | N/A | 2 | 500 | 700 | 100 | 300 | 2025-01-01
206579776 | MAMMOTH | GXH36(10.6)FMK4DH1 |  | 11.8 | 21 | 8.6 | No | N/A | 2 | 500 | 700 | 100 | 300 | 2025-01-01
206579767 | MAMMOTH | GXH18(5.3)FMK4DH1 |  | 12.5 | 21 | 9 | No | N/A | 3 | 600 | 800 | 150 | 350 | 2025-01-01
206579770 | MAMMOTH | GXH24(7.0)FMK4DH1 |  | 11.8 | 21 | 9 | No | N/A | 3 | 600 | 800 | 150 | 350 | 2025-01-01
205767442 | MAMMOTH | V5BV-24WMAK |  | 10.5 | 18 | 8.5 | No | N/A | 2 | 500 | 700 | 100 | 300 | 2025-01-01
205767445 | MAMMOTH | V5BV-28WMAK |  | 10.5 | 18 | 8.5 | No | N/A | 2 | 500 | 700 | 100 | 300 | 2025-01-01
216763013 | Manuflow | TSDUC12HR2VIR45I* |  | 11.7 | 18.5 | 8.5 | No | N/A | 2 | 500 | 700 | 100 | 300 | 2025-01-01
216763014 | Manuflow | TSDUC18HR2VIR45I* |  | 11.7 | 21 | 8.1 | No | N/A | 1 | 400 | 600 | 100 | 300 | 2025-01-01
216763015 | Manuflow | TSDUC24CD2VIR45I* |  | 11.7 | 19 | 9.5 | No | N/A | 3 | 600 | 800 | 150 | 350 | 2025-01-01
216763006 | Manuflow | TFM5G42CHAIR454B |  | 12 | 22 | 9.5 | No | N/A | 3 | 600 | 800 | 150 | 350 | 2025-01-01
216763003 | Manuflow | TFM2G18CHAIR454B |  | 13 | 24 | 10 | No | N/A | 4 | 700 | 900 | 150 | 350 | 2025-01-01
216763004 | Manuflow | TFM3G27CHAIR454B |  | 12 | 24 | 10 | No | N/A | 4 | 700 | 900 | 150 | 350 | 2025-01-01
216763005 | Manuflow | TFM4G36CHAIR454B |  | 12 | 22.5 | 9.5 | No | N/A | 3 | 600 | 800 | 150 | 350 | 2025-01-01
216707855 | Manuflow | TSHG18E2S20NAR45O | TSHG18E2S20NAR45I | 11 | 21 | 9.5 | No | N/A | 3 | 600 | 800 | 150 | 350 | 2025-01-01
216707856 | Manuflow | TSHG36E2S19NAR45O | TSHG36E2S19NAR45I | 9 | 19 | 9 | No | N/A | 3 | 600 | 800 | 150 | 350 | 2025-01-01
216707857 | Manuflow | TSHG12E1O22NAR45O | TSHG12E1O22NAR45I | 13 | 23 | 10 | No | N/A | 4 | 700 | 900 | 150 | 350 | 2025-01-01
203742098 | MANUFLOW | AST-09UW3SVGDJ01(I) | AST-09UW3SVGDJ01(O) | 13.7 | 22 | 9 | No | N/A | 3 | 600 | 800 | 150 | 350 | 2025-01-01
203446796 | MANUFLOW | AST-09UW3SVGDJ01(O) | AST-09UW3SVGDJ01(I) | 13 | 21 | 9.5 | No | N/A | 3 | 600 | 800 | 150 | 350 | 2025-01-01
203446797 | MANUFLOW | AST-18UW3SBBDJ00(O) | AST-18UW3SBBDJ00(I) | 13 | 22.5 | 8.6 | No | N/A | 2 | 500 | 700 | 100 | 300 | 2025-01-01
203446798 | MANUFLOW | AST-24UW3SDBDJ01(O) | AST-24UW3SDBDJ01(I) | 12.2 | 20.5 | 8.6 | No | N/A | 2 | 500 | 700 | 100 | 300 | 2025-01-01
203446805 | MANUFLOW | AST-12UW3SXEDJ01(O) | AST-12UW3SXEDJ01(I) | 13 | 21 | 9.5 | No | N/A | 3 | 600 | 800 | 150 | 350 | 2025-01-01
202021896 | MANUFLOW | AS-24UW3SDBDJ(O) | AS-24UW3SDBDJ(I) | 12.2 | 20.5 | 8.6 | No | N/A | 2 | 500 | 700 | 100 | 300 | 2025-01-01
202021907 | MANUFLOW | AS-30UW3SDKVT(O) | AS-30UW3SDKVT(I) | 10 | 18.5 | 9 | No | N/A | 3 | 600 | 800 | 150 | 350 | 2025-01-01
202021912 | MANUFLOW | AS-09UW3SVEDJ(O) | AS-09UW3SVEDJ(I) | 13.7 | 22 | 8.5 | No | N/A | 2 | 500 | 700 | 100 | 300 | 2025-01-01
202021913 | MANUFLOW | AS-12UW3SXEDJ(O) | AS-12UW3SXEDJ(I) | 13 | 21 | 9 | No | N/A | 3 | 600 | 800 | 150 | 350 | 2025-01-01
202021914 | MANUFLOW | AS-18UW3SBBDJ(O) | AS-18UW3SBBDJ(I) | 13 | 22.5 | 8.6 | No | N/A | 2 | 500 | 700 | 100 | 300 | 2025-01-01
202021915 | MANUFLOW | AS-09UW3SXEDJ(O) | AS-09UW3SXEDJ(I) | 15.5 | 27.5 | 10.5 | No | N/A | 4 | 700 | 900 | 150 | 350 | 2025-01-01
202021916 | MANUFLOW | AS-12UW3SXADJ(O) | AS-12UW3SXADJ(I) | 15.4 | 23.5 | 9.8 | No | N/A | 3 | 600 | 800 | 150 | 350 | 2025-01-01
10277942 | MANUFLOW | AS-09UR3SVEDJ(O) | AS-09UR3SVEDJ(I) | 13.7 | 22 | 8.5 | No | N/A | 2 | 500 | 700 | 100 | 300 | 2025-01-01
10277943 | MANUFLOW | AS-12UR3SXEDJ(O) | AS-12UR3SXEDJ(I) | 13 | 21 | 9.5 | No | N/A | 3 | 600 | 800 | 150 | 350 | 2025-01-01
10277945 | MANUFLOW | AS-18UR3SBBDJ(O) | AS-18UR3SBBDJ(I) | 13 | 22.5 | 8.6 | No | N/A | 2 | 500 | 700 | 100 | 300 | 2025-01-01
10277951 | MANUFLOW | AS-24UR3SDBDJ(O) | AS-24UR3SDBDJ(I) | 12.2 | 20.5 | 8.6 | No | N/A | 2 | 500 | 700 | 100 | 300 | 2025-01-01
10277952 | MANUFLOW | AS-30UR3SDKVT(O) | AS-30UR3SDKVT(I) | 10 | 18.5 | 9 | No | N/A | 3 | 600 | 800 | 150 | 350 | 2025-01-01
10277956 | MANUFLOW | AS-09UR3SXEDJ(O) | AS-09UR3SXEDJ(I) | 15.5 | 27.5 | 10.5 | No | N/A | 4 | 700 | 900 | 150 | 350 | 2025-01-01
10277957 | MANUFLOW | AS-12UR3SXADJ(O) | AS-12UR3SXADJ(I) | 15.4 | 23.5 | 9.8 | No | N/A | 3 | 600 | 800 | 150 | 350 | 2025-01-01
216763007 | Manuflow | TAC12CHSAG1R32O17 | TAC12CHSAG1R32I17 | 9.5 | 17 | 9.5 | No | N/A | 3 | 600 | 800 | 150 | 350 | 2025-01-01
216763008 | Manuflow | TAC18CHSAG2R32O18 | TAC18CHSAG2R32I18 | 9.5 | 17 | 8.5 | No | N/A | 2 | 500 | 700 | 100 | 300 | 2025-01-01
216763009 | Manuflow | TAC24CHSAG2R32O18 | TAC24CHSAG2R32I18 | 9.5 | 17 | 9.5 | No | N/A | 3 | 600 | 800 | 150 | 350 | 2025-01-01
216763010 | Manuflow | TSCAS12CD2VIR45I* | TSCAS12CD2VIR45I | 11.7 | 22 | 9.5 | No | N/A | 3 | 600 | 800 | 150 | 350 | 2025-01-01
216763011 | Manuflow | TSCAS18CD2VIR45I* | TSCAS18CD2VIR45I | 11.7 | 20.5 | 8.5 | No | N/A | 2 | 500 | 700 | 100 | 300 | 2025-01-01
216763012 | Manuflow | TSCAS24CD2VIR45I* | TSCAS24CD2VIR45I | 11.7 | 22.5 | 10.4 | No | N/A | 4 | 700 | 900 | 150 | 350 | 2025-01-01
216707854 | Manuflow | TSHG12E1S20NAR45O | TSHG12E1S20NAR45I | 10.5 | 20.5 | 9.5 | No | N/A | 3 | 600 | 800 | 150 | 350 | 2025-01-01
216707858 | Manuflow | TSHG12E2M23NAR45O | TSHG12E2M23NAR45I | 13 | 24 | 10 | No | N/A | 4 | 700 | 900 | 150 | 350 | 2025-01-01
216707859 | Manuflow | TSHG18E2S22NAR45O | TSHG18E2S22NAR45I | 12.5 | 23 | 9.5 | No | N/A | 3 | 600 | 800 | 150 | 350 | 2025-01-01
216707860 | Manuflow | TSHG24E2S20NAR45O | TSHG24E2S20NAR45I | 12 | 23 | 9.5 | No | N/A | 3 | 600 | 800 | 150 | 350 | 2025-01-01
216707861 | Manuflow | THH12E2S25NAR454O | THH12E2S25NAR454I | 14 | 25 | 10.5 | No | N/A | 4 | 700 | 900 | 150 | 350 | 2025-01-01
216707862 | Manuflow | THH18E2S24NAR454O | THH18E2S24NAR454I | 12.5 | 23.5 | 10 | No | N/A | 4 | 700 | 900 | 150 | 350 | 2025-01-01
216707863 | Manuflow | THH24E2S23NAR454O | THH24E2S23NAR454I | 12 | 23 | 10 | No | N/A | 4 | 700 | 900 | 150 | 350 | 2025-01-01
215402351 | MAPLE HEAT | NE-T52-MHEAT3018E | NE-T52-MHEAT3018I | 12.5 | 21.5 | 11.3 | No | N/A | 4 | 700 | 900 | 150 | 350 | 2025-01-01
215402352 | MAPLE HEAT | NE-T52-MHEAT3012E | NE-T52-MHEAT3012I | 14 | 25.5 | 10.4 | No | N/A | 4 | 700 | 900 | 150 | 350 | 2025-01-01
214609257 | MAPLE HEAT | MAPLEHEAT-12EXT | MAPLEHEAT-12INT | 10.3 | 20.8 | 8.7 | No | N/A | 2 | 500 | 700 | 100 | 300 | 2025-01-01
213927623 | MAXI AIR | NE-T53-MULTI36E |  | 11.7 | 19 | 10 | No | N/A | 4 | 700 | 900 | 150 | 350 | 2025-01-01
213927620 | MAXI AIR | NE-T53-MULTI28E |  | 11.7 | 20 | 9.5 | No | N/A | 3 | 600 | 800 | 150 | 350 | 2025-01-01
213927619 | MAXI AIR | NE-T53-MULTI28E |  | 12.5 | 23 | 10.6 | No | N/A | 4 | 700 | 900 | 150 | 350 | 2025-01-01
213927622 | MAXI AIR | NE-T53-MULTI36E |  | 13.6 | 22.2 | 10.3 | No | N/A | 4 | 700 | 900 | 150 | 350 | 2025-01-01
213927624 | MAXI AIR | NE-T53-MULTI36E |  | 12.65 | 20.6 | 10.15 | No | N/A | 4 | 700 | 900 | 150 | 350 | 2025-01-01
213927621 | MAXI AIR | NE-T53-MULTI28E |  | 12.1 | 21.5 | 10.05 | No | N/A | 4 | 700 | 900 | 150 | 350 | 2025-01-01
203238009 | MAXI AIR | YS21F-12HRDN1 | YS21F-12HRDN1 | 12.5 | 23.1 | 9.3 | Yes | No | 3 | 600 | 800 | 150 | 350 | 2025-01-01
203238010 | MAXI AIR | YS21F-18HRDN1 | YS21F-18HRDN1 | 13.5 | 23.7 | 10.3 | No | N/A | 4 | 700 | 900 | 150 | 350 | 2025-01-01
10203169 | MAXI AIR | PLAT5-1217(O) | PLAT5-1217(I) | 12.5 | 20.1 | 8.2 | Yes | No | 1 | 400 | 600 | 100 | 300 | 2025-01-01
10203171 | MAXI AIR | PLAT5-1217-B(O) | PLAT5-1217-B(I) | 13 | 21.3 | 8.4 | Yes | No | 1 | 400 | 600 | 100 | 300 | 2025-01-01
10203172 | MAXI AIR | PLAT5-1817(O) | PLAT5-1817(I) | 13 | 19.9 | 8.1 | Yes | No | 1 | 400 | 600 | 100 | 300 | 2025-01-01
213927612 | MAXI AIR | NE-T53-AEG18EXT | NE-T53-AEG18INT | 12.5 | 21.5 | 11.3 | No | N/A | 4 | 700 | 900 | 150 | 350 | 2025-01-01
213927611 | MAXI AIR | NE-T53-AEG12EXT | NE-T53-AEG12INT | 14 | 25.5 | 10.4 | No | N/A | 4 | 700 | 900 | 150 | 350 | 2025-01-01
212348360 | MAXI AIR | NE-T52-SUPAE12E | NE-T52-SUPAE12I | 14 | 25.5 | 10.4 | Yes | Both | 4 | 700 | 900 | 150 | 350 | 2025-01-01
212348361 | MAXI AIR | NE-T52-PLA12INT | NE-T52-PLA12EXT | 12.5 | 23.1 | 9.3 | Yes | No | 3 | 600 | 800 | 150 | 350 | 2025-01-01
212348362 | MAXI AIR | NE-T52-SUPAE18E | NE-T52-SUPAE18I | 12.5 | 21.5 | 11.3 | Yes | Both | 4 | 700 | 900 | 150 | 350 | 2025-01-01
212348363 | MAXI AIR | NE-T52-ULTRA12I | NE-T52-ULTRA12E | 10.8 | 21.4 | 9.1 | No | N/A | 3 | 600 | 800 | 150 | 350 | 2025-01-01
212348364 | MAXI AIR | NE-T52-PLA18INT | NE-T52-PLA18EXT | 13.5 | 23.7 | 10.3 | Yes | Both | 4 | 700 | 900 | 150 | 350 | 2025-01-01
205724743 | MAXI AIR ULTRA | LSAB-18HRDN1 | LSAB-18HRDN1 | 11 | 18.7 | 8.1 | No | N/A | 1 | 400 | 600 | 100 | 300 | 2025-01-01
205724744 | MAXI AIR ULTRA | LSAB-09HRDN1 | LSAB-09HRDN1 | 11 | 18 | 9.1 | No | N/A | 3 | 600 | 800 | 150 | 350 | 2025-01-01
10276431 | MCQUAY | MQIS-184009-HCU116A | MQIS-184009-HWF116A | 9.55 | 17 | 8.3 | No | N/A | 1 | 400 | 600 | 100 | 300 | 2025-01-01
10276441 | MCQUAY | MQIS-184024-HCU216A | MQIS-184024-HWF216A | 10.95 | 18.5 | 8.5 | No | N/A | 2 | 500 | 700 | 100 | 300 | 2025-01-01
210644053 | MDV | M5OG-48HFN1-M-L |  | 10.8 | 20.4 | 9.7 | No | N/A | 3 | 600 | 800 | 150 | 350 | 2025-01-01
210644054 | MDV | M2OI-18HFN1-M-L |  | 12 | 19 | 9.3 | Yes | Both | 3 | 600 | 800 | 150 | 350 | 2025-01-01
210644057 | MDV | M4OI-36HFN1-M-L |  | 11.7 | 18.8 | 10 | Yes | No | 4 | 700 | 900 | 150 | 350 | 2025-01-01
210644051 | MDV | M2OA-18HFN1-M-L |  | 12 | 19 | 9.8 | Yes | Both | 3 | 600 | 800 | 150 | 350 | 2025-01-01
211289830 | MDV | M4OG-36HFN1-M-L |  | 11 | 20 | 9.2 | Yes | No | 3 | 600 | 800 | 150 | 350 | 2025-01-01
211289832 | MDV | M3OI-28HFN1-M-L |  | 11.7 | 20 | 9.5 | Yes | Both | 3 | 600 | 800 | 150 | 350 | 2025-01-01
213257497 | MDV | M2OA-18HFN1-M** |  | 12 | 19 | 9.8 | Yes | Both | 3 | 600 | 800 | 150 | 350 | 2025-01-01
213257499 | MDV | M3OJ-27HFN1-M** |  | 11.7 | 21 | 9.2 | Yes | No | 3 | 600 | 800 | 150 | 350 | 2025-01-01
213257501 | MDV | M4OG-36HFN1-M** |  | 11 | 20 | 9.2 | Yes | No | 3 | 600 | 800 | 150 | 350 | 2025-01-01
213257503 | MDV | M5OG-48HFN1-M** |  | 10.8 | 20.5 | 9.7 | No | N/A | 3 | 600 | 800 | 150 | 350 | 2025-01-01
212360174 | MDV | M3OK-27HFN1-M |  | 11.8 | 19 | 10 | Yes | Both | 4 | 700 | 900 | 150 | 350 | 2025-01-01
212360175 | MDV | M3OK-27HFN1-M* |  | 11.8 | 19 | 10 | Yes | Both | 4 | 700 | 900 | 150 | 350 | 2025-01-01
207641256 | MDV | M2OI-18HFN1-M* |  | 12 | 19 | 9.3 | Yes | Both | 3 | 600 | 800 | 150 | 350 | 2025-01-01
214861693 | MDV | M3OD31-18HFN10-M1XD |  | 13 | 20 | 10 | Yes | Both | 4 | 700 | 900 | 150 | 350 | 2025-01-01
215351182 | MDV | M4OD30-24HFN10-M1D |  | 12.5 | 21 | 9.5 | Yes | Both | 3 | 600 | 800 | 150 | 350 | 2025-01-01
215351184 | MDV | M4OD31-24HFN10-M1XD |  | 13 | 20 | 9.5 | Yes | Both | 3 | 600 | 800 | 150 | 350 | 2025-01-01
215351188 | MDV | M5OX631-30HFN10-M1XD |  | 12.5 | 19.5 | 10.5 | Yes | Both | 4 | 700 | 900 | 150 | 350 | 2025-01-01
215351186 | MDV | M5OD30-30HFN10-M1D |  | 12 | 21 | 9.5 | Yes | Both | 3 | 600 | 800 | 150 | 350 | 2025-01-01
216021091 | MDV | M4OD30-27HFPN10-M1D |  | 12 | 20 | 9.5 | Yes | Both | 3 | 600 | 800 | 150 | 350 | 2025-01-01
216021097 | MDV | M6OE31-53HFPN10-M1XD |  | 12 | 20 | 10.5 | Yes | Both | 4 | 700 | 900 | 150 | 350 | 2025-01-01
216021093 | MDV | M5OD30-36HFPN10-M1D |  | 11.7 | 19 | 9.5 | Yes | Both | 3 | 600 | 800 | 150 | 350 | 2025-01-01
216021095 | MDV | M6OE30-48HFPN10-M1D |  | 12 | 20 | 10.5 | Yes | Both | 4 | 700 | 900 | 150 | 350 | 2025-01-01
214861696 | MDV | M4OD31-27HFN10-M1XD |  | 12 | 19 | 9.5 | Yes | Both | 3 | 600 | 800 | 150 | 350 | 2025-01-01
214861699 | MDV | M5OX631-36HFN10-M1XD |  | 12 | 19.5 | 10.5 | Yes | Both | 4 | 700 | 900 | 150 | 350 | 2025-01-01
214861702 | MDV | M6OE31-48HFN10-M1XD |  | 11.7 | 20.5 | 11 | Yes | Both | 4 | 700 | 900 | 150 | 350 | 2025-01-01
214861705 | MDV | M6OE31-53HFN10-M1XD |  | 11.7 | 20.2 | 10.7 | Yes | Both | 4 | 700 | 900 | 150 | 350 | 2025-01-01
214861708 | MDV | M3OX430-18HFN10-M1 |  | 12 | 20 | 10 | Yes | Both | 4 | 700 | 900 | 150 | 350 | 2025-01-01
214861711 | MDV | M4OD30-27HFN10-M1D |  | 12 | 21 | 9.2 | Yes | Both | 3 | 600 | 800 | 150 | 350 | 2025-01-01
214861714 | MDV | M5OD30-36HFN10-M1D |  | 11.7 | 20 | 9.2 | Yes | Both | 3 | 600 | 800 | 150 | 350 | 2025-01-01
214861717 | MDV | M6OE30-48HFN10-M1D |  | 12 | 20.5 | 10.6 | Yes | Both | 4 | 700 | 900 | 150 | 350 | 2025-01-01
214861727 | MDV | M6OE31-48HFN10-M1X |  | 11.7 | 20.5 | 11 | Yes | Both | 4 | 700 | 900 | 150 | 350 | 2025-01-01
214861730 | MDV | M6OE31-53HFN10-M1X |  | 11.7 | 20.2 | 10.7 | Yes | Both | 4 | 700 | 900 | 150 | 350 | 2025-01-01
214861735 | MDV | M4OD30-27HFN10-M1 |  | 12 | 21 | 9.2 | Yes | Both | 3 | 600 | 800 | 150 | 350 | 2025-01-01
214861738 | MDV | M5OD30-36HFN10-M1 |  | 11.7 | 20 | 9.2 | Yes | Both | 3 | 600 | 800 | 150 | 350 | 2025-01-01
214861741 | MDV | M6OE30-48HFN10-M1 |  | 12 | 20.5 | 10.6 | Yes | Both | 4 | 700 | 900 | 150 | 350 | 2025-01-01
214861744 | MDV | M6OE30-60HFN10-M1D |  | 10 | 18 | 9.3 | No | N/A | 3 | 600 | 800 | 150 | 350 | 2025-01-01
214861747 | MDV | M6OE30-60HFN10-M1 |  | 10 | 18 | 9.3 | No | N/A | 3 | 600 | 800 | 150 | 350 | 2025-01-01
214861750 | MDV | M3OD31-18HFN10-M1XD* |  | 13 | 20 | 10 | Yes | Both | 4 | 700 | 900 | 150 | 350 | 2025-01-01
214861753 | MDV | M4OD31-27HFN10-M1XD* |  | 12 | 19 | 9.5 | Yes | Both | 3 | 600 | 800 | 150 | 350 | 2025-01-01
214861756 | MDV | M5OX631-36HFN10-M1XD* |  | 12 | 19.5 | 10.5 | Yes | Both | 4 | 700 | 900 | 150 | 350 | 2025-01-01
214861759 | MDV | M6OE31-48HFN10-M1XD* |  | 11.7 | 20.5 | 11 | Yes | Both | 4 | 700 | 900 | 150 | 350 | 2025-01-01
214861762 | MDV | M6OE31-53HFN10-M1XD* |  | 11.7 | 20.2 | 10.7 | Yes | Both | 4 | 700 | 900 | 150 | 350 | 2025-01-01
214861768 | MDV | M4OD30-27HFN10-M1D* |  | 12 | 21 | 9.2 | Yes | Both | 3 | 600 | 800 | 150 | 350 | 2025-01-01
214861771 | MDV | M5OD30-36HFN10-M1D* |  | 11.7 | 20 | 9.2 | Yes | Both | 3 | 600 | 800 | 150 | 350 | 2025-01-01
214861774 | MDV | M6OE30-48HFN10-M1D* |  | 12 | 20.5 | 10.6 | Yes | Both | 4 | 700 | 900 | 150 | 350 | 2025-01-01
214861777 | MDV | M6OE30-60HFN10-M1D* |  | 10 | 18 | 9.3 | No | N/A | 3 | 600 | 800 | 150 | 350 | 2025-01-01
214861780 | MDV | M3OD31-18HFN10-M1X* |  | 13 | 20 | 10 | Yes | Both | 4 | 700 | 900 | 150 | 350 | 2025-01-01
214861786 | MDV | M5OX631-36HFN10-M1X* |  | 12 | 19.5 | 10.5 | Yes | Both | 4 | 700 | 900 | 150 | 350 | 2025-01-01
214861789 | MDV | M5OX631-36HFN10-M1X** |  | 12 | 19.5 | 10.5 | Yes | Both | 4 | 700 | 900 | 150 | 350 | 2025-01-01
214861792 | MDV | M6OE31-48HFN10-M1X* |  | 11.7 | 20.5 | 11 | Yes | Both | 4 | 700 | 900 | 150 | 350 | 2025-01-01
214861795 | MDV | M6OE31-53HFN10-M1X* |  | 11.7 | 20.2 | 10.7 | Yes | Both | 4 | 700 | 900 | 150 | 350 | 2025-01-01
214861798 | MDV | M4OD30-27HFN10-M1* |  | 12 | 21 | 9.2 | Yes | Both | 3 | 600 | 800 | 150 | 350 | 2025-01-01
214861801 | MDV | M5OD30-36HFN10-M1* |  | 11.7 | 20 | 9.2 | Yes | Both | 3 | 600 | 800 | 150 | 350 | 2025-01-01
214861804 | MDV | M6OE30-48HFN10-M1* |  | 12 | 20.5 | 10.6 | Yes | Both | 4 | 700 | 900 | 150 | 350 | 2025-01-01
214861807 | MDV | M6OE30-60HFN10-M1* |  | 10 | 18 | 9.3 | No | N/A | 3 | 600 | 800 | 150 | 350 | 2025-01-01
214861810 | MDV | M3OD31-18HFN10-M1XD-D |  | 13 | 20 | 10 | Yes | Both | 4 | 700 | 900 | 150 | 350 | 2025-01-01
214861813 | MDV | M4OD31-27HFN10-M1XD-D |  | 12 | 19 | 9.5 | Yes | Both | 3 | 600 | 800 | 150 | 350 | 2025-01-01
214861816 | MDV | M5OX631-36HFN10-M1XD-D |  | 12 | 19.4 | 10.4 | Yes | Both | 4 | 700 | 900 | 150 | 350 | 2025-01-01
214861819 | MDV | M6OE31-48HFN10-M1XD-D |  | 11.7 | 20.4 | 11 | Yes | Both | 4 | 700 | 900 | 150 | 350 | 2025-01-01
214861822 | MDV | M6OE31-53HFN10-M1XD-D |  | 11.7 | 20 | 10.7 | Yes | Both | 4 | 700 | 900 | 150 | 350 | 2025-01-01
214861825 | MDV | M3OD31-18HFN10-M1XD-D* |  | 13 | 20 | 10 | Yes | Both | 4 | 700 | 900 | 150 | 350 | 2025-01-01
214861831 | MDV | M5OX631-36HFN10-M1XD-D* |  | 12 | 19.4 | 10.4 | Yes | Both | 4 | 700 | 900 | 150 | 350 | 2025-01-01
214861834 | MDV | M6OE31-48HFN10-M1XD-D* |  | 11.7 | 20.4 | 11 | Yes | Both | 4 | 700 | 900 | 150 | 350 | 2025-01-01
214861837 | MDV | M6OE31-53HFN10-M1XD-D* |  | 11.7 | 20 | 10.7 | Yes | Both | 4 | 700 | 900 | 150 | 350 | 2025-01-01
214861843 | MDV | M4OD30-27HFN10-M1D-D |  | 12 | 21 | 9 | Yes | Both | 3 | 600 | 800 | 150 | 350 | 2025-01-01
214861846 | MDV | M5OD30-36HFN10-M1D-D |  | 11.7 | 20 | 9.2 | Yes | Both | 3 | 600 | 800 | 150 | 350 | 2025-01-01
214861849 | MDV | M6OE30-48HFN10-M1D-D |  | 12 | 20.4 | 10.6 | Yes | Both | 4 | 700 | 900 | 150 | 350 | 2025-01-01
214861852 | MDV | M6OE30-60HFN10-M1D-D |  | 10 | 18 | 9.2 | No | N/A | 3 | 600 | 800 | 150 | 350 | 2025-01-01
214861855 | MDV | M3OX430-18HFN10-M1-D* |  | 12 | 20 | 10 | Yes | Both | 4 | 700 | 900 | 150 | 350 | 2025-01-01
214861861 | MDV | M5OD30-36HFN10-M1D-D* |  | 11.7 | 20 | 9.2 | Yes | Both | 3 | 600 | 800 | 150 | 350 | 2025-01-01
214861864 | MDV | M6OE30-48HFN10-M1D-D* |  | 12 | 20.4 | 10.6 | Yes | Both | 4 | 700 | 900 | 150 | 350 | 2025-01-01
214861867 | MDV | M6OE30-60HFN10-M1D-D* |  | 10 | 18 | 9.2 | No | N/A | 3 | 600 | 800 | 150 | 350 | 2025-01-01
214861870 | MDV | M3OD31-18HFN10-M1X-D |  | 13 | 20 | 10 | Yes | Both | 4 | 700 | 900 | 150 | 350 | 2025-01-01
214861873 | MDV | M4OD31-27HFN10-M1X-D |  | 12 | 19 | 9.5 | Yes | Both | 3 | 600 | 800 | 150 | 350 | 2025-01-01
214861876 | MDV | M5OX631-36HFN10-M1X-D |  | 12 | 19.4 | 10.4 | Yes | Both | 4 | 700 | 900 | 150 | 350 | 2025-01-01
214861879 | MDV | M6OE31-48HFN10-M1X-D |  | 11.7 | 20.4 | 11 | Yes | Both | 4 | 700 | 900 | 150 | 350 | 2025-01-01
214861882 | MDV | M6OE31-53HFN10-M1X-D |  | 11.7 | 20 | 10.7 | Yes | Both | 4 | 700 | 900 | 150 | 350 | 2025-01-01
214861885 | MDV | M3OD31-18HFN10-M1X-D* |  | 13 | 20 | 10 | Yes | Both | 4 | 700 | 900 | 150 | 350 | 2025-01-01
214861921 | MDV | M6OE30-60HFN10-M1-D* |  | 10 | 18 | 9.2 | No | N/A | 3 | 600 | 800 | 150 | 350 | 2025-01-01
214861891 | MDV | M5OX631-36HFN10-M1X-D* |  | 12 | 19.4 | 10.4 | Yes | Both | 4 | 700 | 900 | 150 | 350 | 2025-01-01
214861894 | MDV | M6OE31-48HFN10-M1X-D* |  | 11.7 | 20.4 | 11 | Yes | Both | 4 | 700 | 900 | 150 | 350 | 2025-01-01
214861897 | MDV | M6OE31-53HFN10-M1X-D* |  | 11.7 | 20 | 10.7 | Yes | Both | 4 | 700 | 900 | 150 | 350 | 2025-01-01
214861900 | MDV | M4OD30-27HFN10-M1-D |  | 12 | 21 | 9 | Yes | Both | 3 | 600 | 800 | 150 | 350 | 2025-01-01
214861903 | MDV | M5OD30-36HFN10-M1-D |  | 11.7 | 20 | 9.2 | Yes | Both | 3 | 600 | 800 | 150 | 350 | 2025-01-01
214861906 | MDV | M6OE30-48HFN10-M1-D |  | 12 | 20.4 | 10.6 | Yes | Both | 4 | 700 | 900 | 150 | 350 | 2025-01-01
214861828 | MDV | M4OD31-27HFN10-M1XD-D* |  | 12 | 19 | 9.5 | Yes | Both | 3 | 600 | 800 | 150 | 350 | 2025-01-01
214861909 | MDV | M6OE30-60HFN10-M1-D |  | 10 | 18 | 9.2 | No | N/A | 3 | 600 | 800 | 150 | 350 | 2025-01-01
214861912 | MDV | M4OD30-27HFN10-M1-D* |  | 12 | 21 | 9 | Yes | Both | 3 | 600 | 800 | 150 | 350 | 2025-01-01
214861915 | MDV | M5OD30-36HFN10-M1-D* |  | 11.7 | 20 | 9.2 | Yes | Both | 3 | 600 | 800 | 150 | 350 | 2025-01-01
214861918 | MDV | M6OE30-48HFN10-M1-D* |  | 12 | 20.4 | 10.6 | Yes | Both | 4 | 700 | 900 | 150 | 350 | 2025-01-01
208132542 | MDV | M5OA-55HFN1-M-[X](2) |  | 10.5 | 18.8 | 9.3 | Yes | Yes | 3 | 600 | 800 | 150 | 350 | 2025-01-01
214861888 | MDV | M4OD31-27HFN10-M1X-D* |  | 12 | 19 | 9.5 | Yes | Both | 3 | 600 | 800 | 150 | 350 | 2025-01-01
214861858 | MDV | M4OD30-27HFN10-M1D-D* |  | 12 | 21 | 9 | Yes | Both | 3 | 600 | 800 | 150 | 350 | 2025-01-01
200059305 | MDV | M2OF-18HFN1-M* |  | 11.7 | 18.3 | 9 | Yes | No | 3 | 600 | 800 | 150 | 350 | 2025-01-01
201763899 | MDV | M2OF-18HFN1-M |  | 11.7 | 18.3 | 9 | Yes | No | 3 | 600 | 800 | 150 | 350 | 2025-01-01
201763900 | MDV | M2OF-18HFN1-M** |  | 11.7 | 18.3 | 9 | Yes | No | 3 | 600 | 800 | 150 | 350 | 2025-01-01
201763903 | MDV | M4OF-36HFN1-M |  | 10 | 18.5 | 8.7 | No | N/A | 2 | 500 | 700 | 100 | 300 | 2025-01-01
201763904 | MDV | M4OF-36HFN1-M* |  | 10 | 18.5 | 8.7 | No | N/A | 2 | 500 | 700 | 100 | 300 | 2025-01-01
201763905 | MDV | M4OF-36HFN1-M** |  | 10 | 18.5 | 8.7 | No | N/A | 2 | 500 | 700 | 100 | 300 | 2025-01-01
201763906 | MDV | M4OF-36HFN1-M*** |  | 10 | 18.5 | 8.7 | No | N/A | 2 | 500 | 700 | 100 | 300 | 2025-01-01
201763907 | MDV | M4OF-36HFN1-M**** |  | 10 | 18.5 | 8.7 | No | N/A | 2 | 500 | 700 | 100 | 300 | 2025-01-01
201763908 | MDV | M5OF-48HFN1-M |  | 10.1 | 18.3 | 9.6 | No | N/A | 3 | 600 | 800 | 150 | 350 | 2025-01-01
201763909 | MDV | M3OF-27HFN1-M |  | 11 | 20 | 8.5 | Yes | No | 2 | 500 | 700 | 100 | 300 | 2025-01-01
201763910 | MDV | M5OF-48HFN1-M* |  | 10.1 | 18.3 | 9.6 | No | N/A | 3 | 600 | 800 | 150 | 350 | 2025-01-01
201763911 | MDV | M5OF-48HFN1-M** |  | 10.1 | 18.3 | 9.6 | No | N/A | 3 | 600 | 800 | 150 | 350 | 2025-01-01
201763914 | MDV | M3OF-27HFN1-M* |  | 11 | 20 | 8.5 | Yes | No | 2 | 500 | 700 | 100 | 300 | 2025-01-01
201763915 | MDV | M3OF-27HFN1-M** |  | 11 | 20 | 8.5 | Yes | No | 2 | 500 | 700 | 100 | 300 | 2025-01-01
201763916 | MDV | M3OF-27HFN1-M*** |  | 11 | 20 | 8.5 | Yes | No | 2 | 500 | 700 | 100 | 300 | 2025-01-01
201763917 | MDV | M3OF-27HFN1-M**** |  | 11 | 20 | 8.5 | Yes | No | 2 | 500 | 700 | 100 | 300 | 2025-01-01
201810029 | MDV | M4OH-36HFN1-M |  | 11.7 | 19 | 9.5 | Yes | No | 3 | 600 | 800 | 150 | 350 | 2025-01-01
204713923 | MDV | M4OF-36HFN1-MCA |  | 10 | 18.5 | 8.7 | No | N/A | 2 | 500 | 700 | 100 | 300 | 2025-01-01
204713925 | MDV | M3OF-27HFN1-MCA |  | 11 | 20 | 8.5 | Yes | No | 2 | 500 | 700 | 100 | 300 | 2025-01-01
206714974 | MDV | M2OI-18HFN1-M |  | 12 | 19 | 9.3 | Yes | Both | 3 | 600 | 800 | 150 | 350 | 2025-01-01
206714980 | MDV | M2OA-18HFN1-M |  | 12 | 19 | 9.8 | Yes | Both | 3 | 600 | 800 | 150 | 350 | 2025-01-01
206714981 | MDV | M3OJ-27HFN1-M |  | 11.7 | 21 | 9.2 | Yes | No | 3 | 600 | 800 | 150 | 350 | 2025-01-01
206714982 | MDV | M3OI-28HFN1-M |  | 11.7 | 20 | 9.5 | Yes | Both | 3 | 600 | 800 | 150 | 350 | 2025-01-01
206714983 | MDV | M4OG-36HFN1-M |  | 11 | 20 | 9.2 | Yes | No | 3 | 600 | 800 | 150 | 350 | 2025-01-01
206714985 | MDV | M5OG-48HFN1-M-[X]-20 |  | 11.7 | 20.9 | 9 | Yes | Both | 3 | 600 | 800 | 150 | 350 | 2025-01-01
207617651 | MDV | M3OJ-24HFN1-M |  | 12.5 | 21.3 | 9.7 | Yes | Both | 3 | 600 | 800 | 150 | 350 | 2025-01-01
207617659 | MDV | M5OG-42HFN1-M-[X] |  | 11.7 | 18.7 | 9.6 | Yes | Both | 3 | 600 | 800 | 150 | 350 | 2025-01-01
207617654 | MDV | M4OG-30HFN1-M |  | 12 | 20 | 9.2 | Yes | No | 3 | 600 | 800 | 150 | 350 | 2025-01-01
207617656 | MDV | M3OI-24HFN1-M |  | 12 | 19.4 | 9.9 | Yes | Both | 3 | 600 | 800 | 150 | 350 | 2025-01-01
207641227 | MDV | M5OG-48HFN1-M |  | 10.8 | 20.5 | 9.7 | No | N/A | 3 | 600 | 800 | 150 | 350 | 2025-01-01
207641229 | MDV | M4OI-36HFN1-M |  | 11.7 | 19 | 10 | Yes | No | 4 | 700 | 900 | 150 | 350 | 2025-01-01
207641239 | MDV | M2OA-18HFN1-M* |  | 12 | 19 | 9.8 | Yes | Both | 3 | 600 | 800 | 150 | 350 | 2025-01-01
207641241 | MDV | M3OJ-24HFN1-M* |  | 12.5 | 21.3 | 9.7 | Yes | Both | 3 | 600 | 800 | 150 | 350 | 2025-01-01
207641246 | MDV | M4OG-36HFN1-M* |  | 11 | 20 | 9.2 | Yes | No | 3 | 600 | 800 | 150 | 350 | 2025-01-01
207641247 | MDV | M3OI-28HFN1-M* |  | 11.7 | 20 | 9.5 | Yes | Both | 3 | 600 | 800 | 150 | 350 | 2025-01-01
207641248 | MDV | M4OI-36HFN1-M* |  | 11.7 | 19 | 10 | Yes | No | 4 | 700 | 900 | 150 | 350 | 2025-01-01
207641243 | MDV | M3OJ-27HFN1-M* |  | 11.7 | 21 | 9.2 | Yes | No | 3 | 600 | 800 | 150 | 350 | 2025-01-01
207641244 | MDV | M4OG-30HFN1-M* |  | 12 | 20 | 9.2 | Yes | No | 3 | 600 | 800 | 150 | 350 | 2025-01-01
207641250 | MDV | M5OG-48HFN1-M-[X]-20* |  | 11.7 | 20.9 | 9 | Yes | Both | 3 | 600 | 800 | 150 | 350 | 2025-01-01
207641260 | MDV | M5OG-48HFN1-M* |  | 10.8 | 20.5 | 9.7 | No | N/A | 3 | 600 | 800 | 150 | 350 | 2025-01-01
207658619 | MDV | M5OG-48HFN1-M-[X]-20-L |  | 11.7 | 20.9 | 9 | Yes | Both | 3 | 600 | 800 | 150 | 350 | 2025-01-01
207658617 | MDV | M3OJ-27HFN1-M-L |  | 11.7 | 20.7 | 9.2 | Yes | No | 3 | 600 | 800 | 150 | 350 | 2025-01-01
207699114 | MDV | M3OJ-24HFN1-M-L |  | 11.7 | 16 | 8.6 | Yes | Both | 2 | 500 | 700 | 100 | 300 | 2025-01-01
208132544 | MDV | M5OA-55HFN1-M-[X]*(2) |  | 10.5 | 18.8 | 9.3 | Yes | Yes | 3 | 600 | 800 | 150 | 350 | 2025-01-01
208132546 | MDV | M5OA-55HFN1-M(2) |  | 10.5 | 19 | 8.6 | No | N/A | 2 | 500 | 700 | 100 | 300 | 2025-01-01
208132548 | MDV | M5OA-55HFN1-M*(2) |  | 10.5 | 19 | 8.6 | No | N/A | 2 | 500 | 700 | 100 | 300 | 2025-01-01
208132549 | MDV | M5OF-48HFN1-MQ1(2) |  | 11.2 | 19.6 | 9.8 | Yes | No | 3 | 600 | 800 | 150 | 350 | 2025-01-01
208954547 | MDV | M4OH-36HFN1-MQ1 |  | 10.5 | 18 | 9 | No | N/A | 3 | 600 | 800 | 150 | 350 | 2025-01-01
208954549 | MDV | M3OH-27HFN1-MQ1 |  | 11 | 19.5 | 9.1 | No | N/A | 3 | 600 | 800 | 150 | 350 | 2025-01-01
213301875 | MDV | M4OX630-36HFN1-M1X |  | 12 | 19.4 | 10 | Yes | Both | 4 | 700 | 900 | 150 | 350 | 2025-01-01
213301878 | MDV | M4OX630-36HFN1-M1X* |  | 12 | 19.4 | 10 | Yes | Both | 4 | 700 | 900 | 150 | 350 | 2025-01-01
216505516 | MDV | M5OG-48HFN1-M*O |  | 10.8 | 20.5 | 9.7 | No | N/A | 3 | 600 | 800 | 150 | 350 | 2025-01-01
216505511 | MDV | M3OJ-27HFN1-M*O |  | 11.7 | 21 | 9.2 | No | N/A | 3 | 600 | 800 | 150 | 350 | 2025-01-01
216505513 | MDV | M4OG-36HFN1-M*O |  | 11 | 20 | 9.2 | No | N/A | 3 | 600 | 800 | 150 | 350 | 2025-01-01
214861765 | MDV | M3OX430-18HFN10-M1* |  | 12 | 20 | 10 | Yes | Both | 4 | 700 | 900 | 150 | 350 | 2025-01-01
214861783 | MDV | M4OD31-27HFN10-M1X* |  | 12 | 19 | 9.5 | Yes | Both | 3 | 600 | 800 | 150 | 350 | 2025-01-01
214861840 | MDV | M3OX430-18HFN10-M1-D |  | 12 | 20 | 10 | Yes | Both | 4 | 700 | 900 | 150 | 350 | 2025-01-01
214861720 | MDV | M3OD31-18HFN10-M1X |  | 13 | 20 | 10 | Yes | Both | 4 | 700 | 900 | 150 | 350 | 2025-01-01
214861723 | MDV | M4OD31-27HFN10-M1X |  | 12 | 19 | 9.5 | Yes | Both | 3 | 600 | 800 | 150 | 350 | 2025-01-01
214861719 | MDV | M3OD31-18HFN10-M1X |  | 15 | 25 | 10.5 | Yes | Both | 4 | 700 | 900 | 150 | 350 | 2025-01-01
214861812 | MDV | M4OD31-27HFN10-M1XD-D |  | 12.5 | 23 | 10.5 | Yes | Both | 4 | 700 | 900 | 150 | 350 | 2025-01-01
214861839 | MDV | M3OX430-18HFN10-M1-D |  | 14 | 25.1 | 9.8 | Yes | Both | 3 | 600 | 800 | 150 | 350 | 2025-01-01
214861782 | MDV | M4OD31-27HFN10-M1X* |  | 12 | 21 | 10 | Yes | Both | 4 | 700 | 900 | 150 | 350 | 2025-01-01
214861764 | MDV | M3OX430-18HFN10-M1* |  | 12.5 | 23 | 10 | Yes | Both | 4 | 700 | 900 | 150 | 350 | 2025-01-01
216505514 | MDV | M4OG-36HFN1-M*O |  | 10.6 | 23.1 | 9.6 | No | N/A | 3 | 600 | 800 | 150 | 350 | 2025-01-01
216505515 | MDV | M5OG-48HFN1-M*O |  | 11 | 21.1 | 9.5 | No | N/A | 3 | 600 | 800 | 150 | 350 | 2025-01-01
216505512 | MDV | M3OJ-27HFN1-M*O |  | 12.2 | 23.5 | 9.2 | No | N/A | 3 | 600 | 800 | 150 | 350 | 2025-01-01
213301876 | MDV | M4OX630-36HFN1-M1X |  | 12 | 21 | 10.9 | Yes | Both | 4 | 700 | 900 | 150 | 350 | 2025-01-01
213301877 | MDV | M4OX630-36HFN1-M1X* |  | 12.5 | 22.4 | 10.9 | Yes | Both | 4 | 700 | 900 | 150 | 350 | 2025-01-01
208132551 | MDV | M5OF-48HFN1-MQ1(2) |  | 11 | 20.5 | 9.2 | Yes | No | 3 | 600 | 800 | 150 | 350 | 2025-01-01
208132547 | MDV | M5OA-55HFN1-M*(2) |  | 10.5 | 20.2 | 9.6 | No | N/A | 3 | 600 | 800 | 150 | 350 | 2025-01-01
208132545 | MDV | M5OA-55HFN1-M(2) |  | 10.5 | 21.3 | 9.1 | No | N/A | 3 | 600 | 800 | 150 | 350 | 2025-01-01
208132543 | MDV | M5OA-55HFN1-M-[X]*(2) |  | 10.5 | 20 | 9.5 | Yes | Yes | 3 | 600 | 800 | 150 | 350 | 2025-01-01
207641237 | MDV | M4OI-36HFN1-M* |  | 12.5 | 20 | 9.7 | Yes | Both | 3 | 600 | 800 | 150 | 350 | 2025-01-01
207641238 | MDV | M5OG-48HFN1-M-[X]-20* |  | 11 | 21.2 | 10 | Yes | Both | 4 | 700 | 900 | 150 | 350 | 2025-01-01
207699113 | MDV | M3OJ-24HFN1-M-L |  | 13.4 | 24.6 | 10 | Yes | Both | 4 | 700 | 900 | 150 | 350 | 2025-01-01
207658618 | MDV | M5OG-48HFN1-M-[X]-20-L |  | 11.7 | 21.8 | 9.8 | Yes | Both | 3 | 600 | 800 | 150 | 350 | 2025-01-01
207658616 | MDV | M3OJ-27HFN1-M-L |  | 12.7 | 24.6 | 9.3 | Yes | No | 3 | 600 | 800 | 150 | 350 | 2025-01-01
207641226 | MDV | M5OG-48HFN1-M |  | 12.5 | 23.4 | 8.7 | Yes | No | 2 | 500 | 700 | 100 | 300 | 2025-01-01
207641252 | MDV | M3OJ-27HFN1-M* |  | 12.2 | 23.5 | 9.2 | Yes | No | 3 | 600 | 800 | 150 | 350 | 2025-01-01
207641253 | MDV | M4OG-36HFN1-M* |  | 10.6 | 23.1 | 9.6 | No | N/A | 3 | 600 | 800 | 150 | 350 | 2025-01-01
207641232 | MDV | M2OA-18HFN1-M* |  | 12.5 | 21 | 10.2 | Yes | No | 4 | 700 | 900 | 150 | 350 | 2025-01-01
207641233 | MDV | M3OJ-24HFN1-M* |  | 12.5 | 22.3 | 9.6 | Yes | Both | 3 | 600 | 800 | 150 | 350 | 2025-01-01
207641234 | MDV | M4OG-30HFN1-M* |  | 12 | 22.4 | 9.5 | Yes | No | 3 | 600 | 800 | 150 | 350 | 2025-01-01
207641235 | MDV | M5OG-48HFN1-M* |  | 11 | 21.1 | 9.5 | Yes | No | 3 | 600 | 800 | 150 | 350 | 2025-01-01
207641236 | MDV | M2OI-18HFN1-M* |  | 12.5 | 20.5 | 9 | Yes | Both | 3 | 600 | 800 | 150 | 350 | 2025-01-01
207641228 | MDV | M4OI-36HFN1-M |  | 13.6 | 22.2 | 10.3 | Yes | Both | 4 | 700 | 900 | 150 | 350 | 2025-01-01
207617657 | MDV | M5OG-42HFN1-M-[X] |  | 11.7 | 22.3 | 10.5 | Yes | Both | 4 | 700 | 900 | 150 | 350 | 2025-01-01
207617655 | MDV | M3OI-24HFN1-M |  | 12.8 | 23.7 | 10.8 | Yes | Both | 4 | 700 | 900 | 150 | 350 | 2025-01-01
207617652 | MDV | M4OG-30HFN1-M |  | 13 | 26 | 9.8 | Yes | Both | 3 | 600 | 800 | 150 | 350 | 2025-01-01
207617649 | MDV | M3OJ-24HFN1-M |  | 13.4 | 24.6 | 10 | Yes | Both | 4 | 700 | 900 | 150 | 350 | 2025-01-01
207339191 | MDV | M2OA-18HFN1-MQ1 |  | 12.5 | 21.2 | 9.6 | Yes | Both | 3 | 600 | 800 | 150 | 350 | 2025-01-01
207339192 | MDV | M3OH-27HFN1-MQ1 |  | 12 | 22 | 9.5 | Yes | Both | 3 | 600 | 800 | 150 | 350 | 2025-01-01
207339193 | MDV | M4OH-36HFN1-MQ1 |  | 10.5 | 21.5 | 8.8 | No | N/A | 2 | 500 | 700 | 100 | 300 | 2025-01-01
206716986 | MDV | M2OI-18HFN1-M |  | 12.5 | 22 | 9.8 | Yes | Both | 3 | 600 | 800 | 150 | 350 | 2025-01-01
206714984 | MDV | M5OG-48HFN1-M-[X]-20 |  | 11.7 | 21.8 | 9.8 | Yes | Both | 3 | 600 | 800 | 150 | 350 | 2025-01-01
206714975 | MDV | M3OJ-27HFN1-M |  | 12.7 | 24.6 | 9.5 | Yes | No | 3 | 600 | 800 | 150 | 350 | 2025-01-01
206714976 | MDV | M3OI-28HFN1-M |  | 12.5 | 23 | 10.6 | Yes | Both | 4 | 700 | 900 | 150 | 350 | 2025-01-01
206714977 | MDV | M4OG-36HFN1-M |  | 11.7 | 23.9 | 9.5 | Yes | No | 3 | 600 | 800 | 150 | 350 | 2025-01-01
206714978 | MDV | M4OH-36HFN1-M-20 |  | 13.6 | 21.8 | 9.5 | Yes | Both | 3 | 600 | 800 | 150 | 350 | 2025-01-01
206714973 | MDV | M2OA-18HFN1-M |  | 13.9 | 22.9 | 10.5 | Yes | No | 4 | 700 | 900 | 150 | 350 | 2025-01-01
205552874 | MDV | M4OG-36HFN1-MQ1 |  | 10.5 | 22.5 | 8.5 | No | N/A | 2 | 500 | 700 | 100 | 300 | 2025-01-01
205552878 | MDV | M3OG-27HFN1-MQ1 |  | 12 | 22.5 | 8.5 | Yes | No | 2 | 500 | 700 | 100 | 300 | 2025-01-01
204713932 | MDV | M4OF-36HFN1-MCA |  | 11.5 | 22.5 | 9 | Yes | No | 3 | 600 | 800 | 150 | 350 | 2025-01-01
204711105 | MDV | M3OF-27HFN1-MCA |  | 12.5 | 23 | 9.2 | Yes | No | 3 | 600 | 800 | 150 | 350 | 2025-01-01
201810023 | MDV | M3OH-27HFN1-M |  | 12.5 | 22 | 9 | Yes | Both | 3 | 600 | 800 | 150 | 350 | 2025-01-01
214861857 | MDV | M4OD30-27HFN10-M1D-D* |  | 12.2 | 23 | 9.5 | Yes | Both | 3 | 600 | 800 | 150 | 350 | 2025-01-01
214861887 | MDV | M4OD31-27HFN10-M1X-D* |  | 12 | 21 | 10 | Yes | Both | 4 | 700 | 900 | 150 | 350 | 2025-01-01
8994411 | MDV | M2OH-18HFN1-M |  | 12.5 | 21.5 | 9 | Yes | Both | 3 | 600 | 800 | 150 | 350 | 2025-01-01
9854619 | MDV | M4OH-30HFN1-M |  | 12 | 22.5 | 9.5 | Yes | Both | 3 | 600 | 800 | 150 | 350 | 2025-01-01
8994415 | MDV | M4OH-36HFN1-M |  | 13.5 | 21.5 | 9.5 | Yes | Both | 3 | 600 | 800 | 150 | 350 | 2025-01-01
208132541 | MDV | M5OA-55HFN1-M-[X](2) |  | 10.5 | 22 | 9.5 | Yes | Yes | 3 | 600 | 800 | 150 | 350 | 2025-01-01
8967208 | MDV | M5OF-48HFN1-M |  | 12.5 | 23.7 | 8.6 | Yes | No | 2 | 500 | 700 | 100 | 300 | 2025-01-01
8977684 | MDV | M2OF-18HFN1-M* |  | 11.7 | 20.5 | 8.9 | Yes | No | 2 | 500 | 700 | 100 | 300 | 2025-01-01
8977685 | MDV | M3OF-27HFN1-M* |  | 12 | 22 | 8.9 | Yes | Both | 2 | 500 | 700 | 100 | 300 | 2025-01-01
8977686 | MDV | M4OF-36HFN1-M* |  | 10.8 | 22.5 | 9.2 | No | N/A | 3 | 600 | 800 | 150 | 350 | 2025-01-01
8977687 | MDV | M5OF-48HFN1-M* |  | 11.6 | 21.5 | 8.7 | Yes | No | 2 | 500 | 700 | 100 | 300 | 2025-01-01
8860222 | MDV | M5OF-48HFN1-M** |  | 11 | 20.5 | 8.8 | Yes | No | 2 | 500 | 700 | 100 | 300 | 2025-01-01
8856675 | MDV | M2OF-18HFN1-M |  | 12 | 22.4 | 9.1 | Yes | No | 3 | 600 | 800 | 150 | 350 | 2025-01-01
8856676 | MDV | M3OF-27HFN1-M |  | 12.5 | 23 | 9.2 | Yes | No | 3 | 600 | 800 | 150 | 350 | 2025-01-01
8856677 | MDV | M4OF-36HFN1-M |  | 11.5 | 22.5 | 9 | Yes | No | 3 | 600 | 800 | 150 | 350 | 2025-01-01
8858348 | MDV | M2OF-18HFN1-M** |  | 11.7 | 20.5 | 8.7 | Yes | No | 2 | 500 | 700 | 100 | 300 | 2025-01-01
8858349 | MDV | M3OF-27HFN1-M** |  | 11.5 | 22 | 9.6 | Yes | Both | 3 | 600 | 800 | 150 | 350 | 2025-01-01
8858350 | MDV | M4OF-36HFN1-M** |  | 10.5 | 21.4 | 8.6 | Yes | Yes | 2 | 500 | 700 | 100 | 300 | 2025-01-01
7917637 | MDV | C2OE-18HFN1-M |  | 12.5 | 20 | 8.3 | Yes | No | 1 | 400 | 600 | 100 | 300 | 2025-01-01
214861917 | MDV | M6OE30-48HFN10-M1-D* |  | 11.7 | 21.3 | 10 | Yes | Both | 4 | 700 | 900 | 150 | 350 | 2025-01-01
214861920 | MDV | M6OE30-60HFN10-M1-D* |  | 10 | 19.2 | 9.6 | No | N/A | 3 | 600 | 800 | 150 | 350 | 2025-01-01
214861827 | MDV | M4OD31-27HFN10-M1XD-D* |  | 12 | 21 | 10 | Yes | Both | 4 | 700 | 900 | 150 | 350 | 2025-01-01
214861911 | MDV | M4OD30-27HFN10-M1-D* |  | 12.2 | 23 | 9.5 | Yes | Both | 3 | 600 | 800 | 150 | 350 | 2025-01-01
214861914 | MDV | M5OD30-36HFN10-M1-D* |  | 12 | 23.1 | 10 | Yes | Both | 4 | 700 | 900 | 150 | 350 | 2025-01-01
214861905 | MDV | M6OE30-48HFN10-M1-D |  | 12.5 | 24 | 10.3 | Yes | Both | 4 | 700 | 900 | 150 | 350 | 2025-01-01
214861908 | MDV | M6OE30-60HFN10-M1-D |  | 10 | 22 | 9.5 | No | N/A | 3 | 600 | 800 | 150 | 350 | 2025-01-01
214861899 | MDV | M4OD30-27HFN10-M1-D |  | 13 | 25 | 9.5 | Yes | Both | 3 | 600 | 800 | 150 | 350 | 2025-01-01
214861902 | MDV | M5OD30-36HFN10-M1-D |  | 12 | 24 | 9.5 | Yes | Both | 3 | 600 | 800 | 150 | 350 | 2025-01-01
214861893 | MDV | M6OE31-48HFN10-M1X-D* |  | 12 | 21.2 | 10.2 | Yes | Both | 4 | 700 | 900 | 150 | 350 | 2025-01-01
214861896 | MDV | M6OE31-53HFN10-M1X-D* |  | 12 | 21.4 | 10.6 | Yes | Both | 4 | 700 | 900 | 150 | 350 | 2025-01-01
214861884 | MDV | M3OD31-18HFN10-M1X-D* |  | 13 | 21 | 10 | Yes | Both | 4 | 700 | 900 | 150 | 350 | 2025-01-01
214861890 | MDV | M5OX631-36HFN10-M1X-D* |  | 12.2 | 21.5 | 11.3 | Yes | Both | 4 | 700 | 900 | 150 | 350 | 2025-01-01
214861878 | MDV | M6OE31-48HFN10-M1X-D |  | 12 | 23 | 11 | Yes | Both | 4 | 700 | 900 | 150 | 350 | 2025-01-01
214861881 | MDV | M6OE31-53HFN10-M1X-D |  | 12 | 22.2 | 10.5 | Yes | Both | 4 | 700 | 900 | 150 | 350 | 2025-01-01
214861872 | MDV | M4OD31-27HFN10-M1X-D |  | 12.5 | 23 | 10.5 | Yes | Both | 4 | 700 | 900 | 150 | 350 | 2025-01-01
214861875 | MDV | M5OX631-36HFN10-M1X-D |  | 13 | 23 | 10.7 | Yes | Both | 4 | 700 | 900 | 150 | 350 | 2025-01-01
214861866 | MDV | M6OE30-60HFN10-M1D-D* |  | 10 | 19.2 | 9.6 | No | N/A | 3 | 600 | 800 | 150 | 350 | 2025-01-01
214861869 | MDV | M3OD31-18HFN10-M1X-D |  | 15 | 25 | 10.4 | Yes | Both | 4 | 700 | 900 | 150 | 350 | 2025-01-01
214861860 | MDV | M5OD30-36HFN10-M1D-D* |  | 12 | 23.1 | 10 | Yes | Both | 4 | 700 | 900 | 150 | 350 | 2025-01-01
214861863 | MDV | M6OE30-48HFN10-M1D-D* |  | 11.7 | 21.3 | 10 | Yes | Both | 4 | 700 | 900 | 150 | 350 | 2025-01-01
214861851 | MDV | M6OE30-60HFN10-M1D-D |  | 10 | 22 | 9.5 | No | N/A | 3 | 600 | 800 | 150 | 350 | 2025-01-01
214861854 | MDV | M3OX430-18HFN10-M1-D* |  | 12.5 | 23 | 10 | Yes | Both | 4 | 700 | 900 | 150 | 350 | 2025-01-01
214861845 | MDV | M5OD30-36HFN10-M1D-D |  | 12 | 24 | 9.5 | Yes | Both | 3 | 600 | 800 | 150 | 350 | 2025-01-01
214861848 | MDV | M6OE30-48HFN10-M1D-D |  | 12.5 | 24 | 10.3 | Yes | Both | 4 | 700 | 900 | 150 | 350 | 2025-01-01
214861836 | MDV | M6OE31-53HFN10-M1XD-D* |  | 12 | 21.4 | 10.6 | Yes | Both | 4 | 700 | 900 | 150 | 350 | 2025-01-01
214861842 | MDV | M4OD30-27HFN10-M1D-D |  | 13 | 25 | 9.5 | Yes | Both | 3 | 600 | 800 | 150 | 350 | 2025-01-01
214861830 | MDV | M5OX631-36HFN10-M1XD-D* |  | 12.2 | 21.5 | 11.3 | Yes | Both | 4 | 700 | 900 | 150 | 350 | 2025-01-01
214861833 | MDV | M6OE31-48HFN10-M1XD-D* |  | 12 | 21.2 | 10.2 | Yes | Both | 4 | 700 | 900 | 150 | 350 | 2025-01-01
214861821 | MDV | M6OE31-53HFN10-M1XD-D |  | 12 | 22.2 | 10.5 | Yes | Both | 4 | 700 | 900 | 150 | 350 | 2025-01-01
214861824 | MDV | M3OD31-18HFN10-M1XD-D* |  | 13 | 21 | 10 | Yes | Both | 4 | 700 | 900 | 150 | 350 | 2025-01-01
214861815 | MDV | M5OX631-36HFN10-M1XD-D |  | 13 | 23 | 10.7 | Yes | Both | 4 | 700 | 900 | 150 | 350 | 2025-01-01
214861818 | MDV | M6OE31-48HFN10-M1XD-D |  | 12 | 23 | 11 | Yes | Both | 4 | 700 | 900 | 150 | 350 | 2025-01-01
214861806 | MDV | M6OE30-60HFN10-M1* |  | 10 | 19.2 | 9.6 | No | N/A | 3 | 600 | 800 | 150 | 350 | 2025-01-01
214861809 | MDV | M3OD31-18HFN10-M1XD-D |  | 15 | 25 | 10.4 | Yes | Both | 4 | 700 | 900 | 150 | 350 | 2025-01-01
214861800 | MDV | M5OD30-36HFN10-M1* |  | 12 | 23.1 | 10 | Yes | Both | 4 | 700 | 900 | 150 | 350 | 2025-01-01
214861803 | MDV | M6OE30-48HFN10-M1* |  | 11.7 | 21.3 | 10 | Yes | Both | 4 | 700 | 900 | 150 | 350 | 2025-01-01
214861794 | MDV | M6OE31-53HFN10-M1X* |  | 12 | 21.4 | 10.6 | Yes | Both | 4 | 700 | 900 | 150 | 350 | 2025-01-01
214861797 | MDV | M4OD30-27HFN10-M1* |  | 12.2 | 23 | 9.5 | Yes | Both | 3 | 600 | 800 | 150 | 350 | 2025-01-01
214861788 | MDV | M5OX631-36HFN10-M1X** |  | 12.2 | 21.5 | 11.3 | Yes | Both | 4 | 700 | 900 | 150 | 350 | 2025-01-01
214861791 | MDV | M6OE31-48HFN10-M1X* |  | 12 | 21.2 | 10.2 | Yes | Both | 4 | 700 | 900 | 150 | 350 | 2025-01-01
214861779 | MDV | M3OD31-18HFN10-M1X* |  | 13 | 21 | 10 | Yes | Both | 4 | 700 | 900 | 150 | 350 | 2025-01-01
214861785 | MDV | M5OX631-36HFN10-M1X* |  | 13.1 | 23.1 | 10.7 | Yes | Both | 4 | 700 | 900 | 150 | 350 | 2025-01-01
214861773 | MDV | M6OE30-48HFN10-M1D* |  | 11.7 | 21.3 | 10 | Yes | Both | 4 | 700 | 900 | 150 | 350 | 2025-01-01
214861776 | MDV | M6OE30-60HFN10-M1D* |  | 10 | 19.2 | 9.6 | No | N/A | 3 | 600 | 800 | 150 | 350 | 2025-01-01
214861767 | MDV | M4OD30-27HFN10-M1D* |  | 12.2 | 23 | 9.5 | Yes | Both | 3 | 600 | 800 | 150 | 350 | 2025-01-01
214861770 | MDV | M5OD30-36HFN10-M1D* |  | 12 | 23.1 | 10 | Yes | Both | 4 | 700 | 900 | 150 | 350 | 2025-01-01
214861758 | MDV | M6OE31-48HFN10-M1XD* |  | 12 | 21.2 | 10.2 | Yes | Both | 4 | 700 | 900 | 150 | 350 | 2025-01-01
214861761 | MDV | M6OE31-53HFN10-M1XD* |  | 12 | 21.4 | 10.6 | Yes | Both | 4 | 700 | 900 | 150 | 350 | 2025-01-01
214861752 | MDV | M4OD31-27HFN10-M1XD* |  | 12 | 21 | 10 | Yes | Both | 4 | 700 | 900 | 150 | 350 | 2025-01-01
214861755 | MDV | M5OX631-36HFN10-M1XD* |  | 12.2 | 21.5 | 11.3 | Yes | Both | 4 | 700 | 900 | 150 | 350 | 2025-01-01
214861746 | MDV | M6OE30-60HFN10-M1 |  | 10 | 22 | 9.6 | No | N/A | 3 | 600 | 800 | 150 | 350 | 2025-01-01
214861749 | MDV | M3OD31-18HFN10-M1XD* |  | 13 | 21 | 10 | Yes | Both | 4 | 700 | 900 | 150 | 350 | 2025-01-01
214861740 | MDV | M6OE30-48HFN10-M1 |  | 12.5 | 24 | 10.4 | Yes | Both | 4 | 700 | 900 | 150 | 350 | 2025-01-01
214861743 | MDV | M6OE30-60HFN10-M1D |  | 10 | 22 | 9.6 | No | N/A | 3 | 600 | 800 | 150 | 350 | 2025-01-01
214861734 | MDV | M4OD30-27HFN10-M1 |  | 13 | 25 | 9.5 | Yes | Both | 3 | 600 | 800 | 150 | 350 | 2025-01-01
214861737 | MDV | M5OD30-36HFN10-M1 |  | 12 | 24 | 9.5 | Yes | Both | 3 | 600 | 800 | 150 | 350 | 2025-01-01
214861716 | MDV | M6OE30-48HFN10-M1D |  | 12.5 | 24 | 10.4 | Yes | Both | 4 | 700 | 900 | 150 | 350 | 2025-01-01
214861729 | MDV | M6OE31-53HFN10-M1X |  | 12 | 22.3 | 10.5 | Yes | Both | 4 | 700 | 900 | 150 | 350 | 2025-01-01
214861722 | MDV | M4OD31-27HFN10-M1X |  | 12.7 | 23.1 | 10.5 | Yes | Both | 4 | 700 | 900 | 150 | 350 | 2025-01-01
214861726 | MDV | M6OE31-48HFN10-M1X |  | 12 | 23 | 11.3 | Yes | Both | 4 | 700 | 900 | 150 | 350 | 2025-01-01
214861710 | MDV | M4OD30-27HFN10-M1D |  | 13 | 25 | 9.5 | Yes | Both | 3 | 600 | 800 | 150 | 350 | 2025-01-01
214861713 | MDV | M5OD30-36HFN10-M1D |  | 12 | 24 | 9.5 | Yes | Both | 3 | 600 | 800 | 150 | 350 | 2025-01-01
214861704 | MDV | M6OE31-53HFN10-M1XD |  | 12 | 22.3 | 10.5 | Yes | Both | 4 | 700 | 900 | 150 | 350 | 2025-01-01
214861707 | MDV | M3OX430-18HFN10-M1 |  | 14 | 25.2 | 9.8 | Yes | Both | 3 | 600 | 800 | 150 | 350 | 2025-01-01
214861698 | MDV | M5OX631-36HFN10-M1XD |  | 13.1 | 23.1 | 10.7 | Yes | Both | 4 | 700 | 900 | 150 | 350 | 2025-01-01
214861701 | MDV | M6OE31-48HFN10-M1XD |  | 12 | 23 | 11.3 | Yes | Both | 4 | 700 | 900 | 150 | 350 | 2025-01-01
214861695 | MDV | M4OD31-27HFN10-M1XD |  | 12.7 | 23.1 | 10.5 | Yes | Both | 4 | 700 | 900 | 150 | 350 | 2025-01-01
216021096 | MDV | M6OE31-53HFPN10-M1XD |  | 12 | 22 | 10.6 | Yes | Both | 4 | 700 | 900 | 150 | 350 | 2025-01-01
216021094 | MDV | M6OE30-48HFPN10-M1D |  | 12 | 21.8 | 10 | Yes | Both | 4 | 700 | 900 | 150 | 350 | 2025-01-01
216021092 | MDV | M5OD30-36HFPN10-M1D |  | 12 | 23 | 9.9 | Yes | Both | 3 | 600 | 800 | 150 | 350 | 2025-01-01
216021089 | MDV | M3OX430-18HFPN10-M1 |  | 13 | 23.9 | 10 | Yes | Both | 4 | 700 | 900 | 150 | 350 | 2025-01-01
216021090 | MDV | M4OD30-27HFPN10-M1D |  | 12 | 23 | 9 | Yes | Both | 3 | 600 | 800 | 150 | 350 | 2025-01-01
216472802 | MDV | M6OE30-48HFN10-M1D** |  | 10 | 18.7 | 9.5 | Yes | Yes | 3 | 600 | 800 | 150 | 350 | 2025-01-01
216472803 | MDV | M5OD30-36HFN10-M1D** |  | 9.5 | 18.8 | 8.5 | Yes | Yes | 2 | 500 | 700 | 100 | 300 | 2025-01-01
216472804 | MDV | M4OD30-27HFN10-M1D** |  | 10.5 | 18.5 | 8.5 | Yes | Yes | 2 | 500 | 700 | 100 | 300 | 2025-01-01
216472805 | MDV | M3OX430-18HFN10-M1** |  | 11.7 | 18.5 | 9.2 | Yes | Both | 3 | 600 | 800 | 150 | 350 | 2025-01-01
215351187 | MDV | M5OX631-30HFN10-M1XD |  | 13.2 | 24 | 10.7 | Yes | Both | 4 | 700 | 900 | 150 | 350 | 2025-01-01
215351181 | MDV | M4OD30-24HFN10-M1D |  | 13.5 | 25 | 9.5 | Yes | Both | 3 | 600 | 800 | 150 | 350 | 2025-01-01
215351185 | MDV | M5OD30-30HFN10-M1D |  | 13 | 25 | 10 | Yes | Both | 4 | 700 | 900 | 150 | 350 | 2025-01-01
215351183 | MDV | M4OD31-24HFN10-M1XD |  | 13 | 24 | 10 | Yes | Both | 4 | 700 | 900 | 150 | 350 | 2025-01-01
214861692 | MDV | M3OD31-18HFN10-M1XD |  | 15 | 25 | 10.5 | Yes | Both | 4 | 700 | 900 | 150 | 350 | 2025-01-01
207641258 | MDV | M3OI-28HFN1-M* |  | 11.8 | 22.6 | 9.8 | Yes | Both | 3 | 600 | 800 | 150 | 350 | 2025-01-01
212360172 | MDV | M3OK-27HFN1-M |  | 12.2 | 21.8 | 10 | Yes | Both | 4 | 700 | 900 | 150 | 350 | 2025-01-01
212360173 | MDV | M3OK-27HFN1-M* |  | 11.8 | 20.5 | 9.6 | Yes | Both | 3 | 600 | 800 | 150 | 350 | 2025-01-01
213257502 | MDV | M5OG-48HFN1-M** |  | 10 | 18.7 | 8.8 | Yes | Yes | 2 | 500 | 700 | 100 | 300 | 2025-01-01
213257500 | MDV | M4OG-36HFN1-M** |  | 10 | 20 | 8.5 | No | N/A | 2 | 500 | 700 | 100 | 300 | 2025-01-01
213257498 | MDV | M3OJ-27HFN1-M** |  | 11.5 | 20 | 8.5 | Yes | No | 2 | 500 | 700 | 100 | 300 | 2025-01-01
213257496 | MDV | M2OA-18HFN1-M** |  | 11.5 | 18 | 8.7 | Yes | Both | 2 | 500 | 700 | 100 | 300 | 2025-01-01
211289829 | MDV | M4OG-36HFN1-M-L |  | 11.7 | 23.9 | 9.3 | Yes | No | 3 | 600 | 800 | 150 | 350 | 2025-01-01
211289831 | MDV | M3OI-28HFN1-M-L |  | 12.5 | 23 | 10.6 | Yes | Both | 4 | 700 | 900 | 150 | 350 | 2025-01-01
210644052 | MDV | M5OG-48HFN1-M-L |  | 12.3 | 23.4 | 8.7 | Yes | No | 2 | 500 | 700 | 100 | 300 | 2025-01-01
210644055 | MDV | M2OI-18HFN1-M-L |  | 12.5 | 21.7 | 9.8 | Yes | Both | 3 | 600 | 800 | 150 | 350 | 2025-01-01
210644056 | MDV | M4OI-36HFN1-M-L |  | 13.6 | 22.2 | 10.3 | Yes | Both | 4 | 700 | 900 | 150 | 350 | 2025-01-01
210644050 | MDV | M2OA-18HFN1-M-L |  | 13.9 | 22.9 | 10.5 | Yes | No | 4 | 700 | 900 | 150 | 350 | 2025-01-01
210644067 | MDV | M4OI-36HFN1-M-L |  | 12.65 | 20.5 | 10.15 | Yes | Both | 4 | 700 | 900 | 150 | 350 | 2025-01-01
211289836 | MDV | M4OG-36HFN1-M-L |  | 11.35 | 21.95 | 9.25 | Yes | No | 3 | 600 | 800 | 150 | 350 | 2025-01-01
211289837 | MDV | M3OI-28HFN1-M-L |  | 12.1 | 21.5 | 10.05 | Yes | Both | 4 | 700 | 900 | 150 | 350 | 2025-01-01
213257504 | MDV | M2OA-18HFN1-M** |  | 11.75 | 18.5 | 9.25 | Yes | Both | 3 | 600 | 800 | 150 | 350 | 2025-01-01
212360176 | MDV | M3OK-27HFN1-M |  | 12 | 20.4 | 10 | Yes | Both | 4 | 700 | 900 | 150 | 350 | 2025-01-01
212360177 | MDV | M3OK-27HFN1-M* |  | 11.8 | 19.75 | 9.8 | Yes | Both | 3 | 600 | 800 | 150 | 350 | 2025-01-01
213257505 | MDV | M3OJ-27HFN1-M** |  | 11.6 | 20.5 | 8.85 | Yes | No | 2 | 500 | 700 | 100 | 300 | 2025-01-01
213257506 | MDV | M4OG-36HFN1-M** |  | 10.5 | 20 | 8.85 | No | N/A | 2 | 500 | 700 | 100 | 300 | 2025-01-01
213257507 | MDV | M5OG-48HFN1-M** |  | 10.4 | 19.6 | 9.25 | No | N/A | 3 | 600 | 800 | 150 | 350 | 2025-01-01
207641257 | MDV | M2OI-18HFN1-M* |  | 12.25 | 19.75 | 9.15 | Yes | Both | 3 | 600 | 800 | 150 | 350 | 2025-01-01
209948224 | MDV | M4OH-36HFN1-MQ1 |  | 10.5 | 19.75 | 8.9 | No | N/A | 2 | 500 | 700 | 100 | 300 | 2025-01-01
209948225 | MDV | M3OH-27HFN1-MQ1 |  | 11.5 | 20.75 | 9.3 | Yes | No | 3 | 600 | 800 | 150 | 350 | 2025-01-01
214861694 | MDV | M3OD31-18HFN10-M1XD |  | 14 | 22.5 | 10.25 | Yes | Both | 4 | 700 | 900 | 150 | 350 | 2025-01-01
207641261 | MDV | M5OG-48HFN1-M* |  | 10.9 | 20.8 | 9.6 | No | N/A | 3 | 600 | 800 | 150 | 350 | 2025-01-01
215351189 | MDV | M4OD30-24HFN10-M1D |  | 13 | 23 | 9.5 | Yes | Both | 3 | 600 | 800 | 150 | 350 | 2025-01-01
215351190 | MDV | M4OD31-24HFN10-M1XD |  | 13 | 22 | 9.75 | Yes | Both | 3 | 600 | 800 | 150 | 350 | 2025-01-01
215351191 | MDV | M5OX631-30HFN10-M1XD |  | 12.85 | 21.75 | 10.6 | Yes | Both | 4 | 700 | 900 | 150 | 350 | 2025-01-01
215351192 | MDV | M5OD30-30HFN10-M1D |  | 12.5 | 23 | 9.75 | Yes | Both | 3 | 600 | 800 | 150 | 350 | 2025-01-01
208132553 | MDV | M5OA-55HFN1-M-[X]*(2) |  | 10.5 | 19.4 | 9.4 | Yes | Yes | 3 | 600 | 800 | 150 | 350 | 2025-01-01
208132554 | MDV | M5OA-55HFN1-M(2) |  | 10.5 | 20.15 | 8.85 | No | N/A | 2 | 500 | 700 | 100 | 300 | 2025-01-01
208132555 | MDV | M5OA-55HFN1-M*(2) |  | 10.5 | 19.6 | 9.1 | No | N/A | 3 | 600 | 800 | 150 | 350 | 2025-01-01
216021116 | MDV | M4OD30-27HFPN10-M1D |  | 12 | 21.5 | 9.25 | Yes | Both | 3 | 600 | 800 | 150 | 350 | 2025-01-01
216021117 | MDV | M5OD30-36HFPN10-M1D |  | 11.85 | 21 | 9.7 | Yes | Both | 3 | 600 | 800 | 150 | 350 | 2025-01-01
216021118 | MDV | M6OE30-48HFPN10-M1D |  | 12 | 20.9 | 10.25 | Yes | Both | 4 | 700 | 900 | 150 | 350 | 2025-01-01
216021119 | MDV | M6OE31-53HFPN10-M1XD |  | 12 | 21 | 10.55 | Yes | Both | 4 | 700 | 900 | 150 | 350 | 2025-01-01
214861697 | MDV | M4OD31-27HFN10-M1XD |  | 12.35 | 21.05 | 10 | Yes | Both | 4 | 700 | 900 | 150 | 350 | 2025-01-01
214861700 | MDV | M5OX631-36HFN10-M1XD |  | 12.55 | 21.3 | 10.6 | Yes | Both | 4 | 700 | 900 | 150 | 350 | 2025-01-01
214861709 | MDV | M3OX430-18HFN10-M1 |  | 13 | 22.6 | 9.9 | Yes | Both | 3 | 600 | 800 | 150 | 350 | 2025-01-01
214861706 | MDV | M6OE31-53HFN10-M1XD |  | 11.85 | 21.25 | 10.6 | Yes | Both | 4 | 700 | 900 | 150 | 350 | 2025-01-01
214861703 | MDV | M6OE31-48HFN10-M1XD |  | 11.85 | 21.75 | 11.15 | Yes | Both | 4 | 700 | 900 | 150 | 350 | 2025-01-01
214861712 | MDV | M4OD30-27HFN10-M1D |  | 12.5 | 23 | 9.35 | Yes | Both | 3 | 600 | 800 | 150 | 350 | 2025-01-01
214861721 | MDV | M3OD31-18HFN10-M1X |  | 14 | 22.5 | 10.25 | Yes | Both | 4 | 700 | 900 | 150 | 350 | 2025-01-01
214861715 | MDV | M5OD30-36HFN10-M1D |  | 11.85 | 22 | 9.35 | Yes | Both | 3 | 600 | 800 | 150 | 350 | 2025-01-01
214861728 | MDV | M6OE31-48HFN10-M1X |  | 11.85 | 21.75 | 11.15 | Yes | Both | 4 | 700 | 900 | 150 | 350 | 2025-01-01
214861731 | MDV | M6OE31-53HFN10-M1X |  | 11.85 | 21.25 | 10.6 | Yes | Both | 4 | 700 | 900 | 150 | 350 | 2025-01-01
214861736 | MDV | M4OD30-27HFN10-M1 |  | 12.5 | 23 | 9.35 | Yes | Both | 3 | 600 | 800 | 150 | 350 | 2025-01-01
214861742 | MDV | M6OE30-48HFN10-M1 |  | 12.25 | 22.25 | 10.5 | Yes | Both | 4 | 700 | 900 | 150 | 350 | 2025-01-01
214861739 | MDV | M5OD30-36HFN10-M1 |  | 11.85 | 22 | 9.35 | Yes | Both | 3 | 600 | 800 | 150 | 350 | 2025-01-01
214861745 | MDV | M6OE30-60HFN10-M1D |  | 10 | 20 | 9.45 | No | N/A | 3 | 600 | 800 | 150 | 350 | 2025-01-01
214861748 | MDV | M6OE30-60HFN10-M1 |  | 10 | 20 | 9.45 | No | N/A | 3 | 600 | 800 | 150 | 350 | 2025-01-01
214861757 | MDV | M5OX631-36HFN10-M1XD* |  | 12.1 | 20.5 | 10.9 | Yes | Both | 4 | 700 | 900 | 150 | 350 | 2025-01-01
214861754 | MDV | M4OD31-27HFN10-M1XD* |  | 12 | 20 | 9.75 | Yes | Both | 3 | 600 | 800 | 150 | 350 | 2025-01-01
214861751 | MDV | M3OD31-18HFN10-M1XD* |  | 13 | 20.5 | 10 | Yes | Both | 4 | 700 | 900 | 150 | 350 | 2025-01-01
214861760 | MDV | M6OE31-48HFN10-M1XD* |  | 11.85 | 20.85 | 10.6 | Yes | Both | 4 | 700 | 900 | 150 | 350 | 2025-01-01
214861769 | MDV | M4OD30-27HFN10-M1D* |  | 12.1 | 22 | 9.35 | Yes | Both | 3 | 600 | 800 | 150 | 350 | 2025-01-01
214861763 | MDV | M6OE31-53HFN10-M1XD* |  | 11.85 | 20.8 | 10.65 | Yes | Both | 4 | 700 | 900 | 150 | 350 | 2025-01-01
214861772 | MDV | M5OD30-36HFN10-M1D* |  | 11.85 | 21.55 | 9.6 | Yes | Both | 3 | 600 | 800 | 150 | 350 | 2025-01-01
214861775 | MDV | M6OE30-48HFN10-M1D* |  | 11.85 | 20.9 | 10.3 | Yes | Both | 4 | 700 | 900 | 150 | 350 | 2025-01-01
214861787 | MDV | M5OX631-36HFN10-M1X* |  | 12.55 | 21.3 | 10.6 | Yes | Both | 4 | 700 | 900 | 150 | 350 | 2025-01-01
214861781 | MDV | M3OD31-18HFN10-M1X* |  | 13 | 20.5 | 10 | Yes | Both | 4 | 700 | 900 | 150 | 350 | 2025-01-01
214861784 | MDV | M4OD31-27HFN10-M1X* |  | 12 | 20 | 9.75 | Yes | Both | 3 | 600 | 800 | 150 | 350 | 2025-01-01
214861778 | MDV | M6OE30-60HFN10-M1D* |  | 10 | 18.6 | 9.45 | No | N/A | 3 | 600 | 800 | 150 | 350 | 2025-01-01
214861790 | MDV | M5OX631-36HFN10-M1X** |  | 12.1 | 20.5 | 10.9 | Yes | Both | 4 | 700 | 900 | 150 | 350 | 2025-01-01
214861796 | MDV | M6OE31-53HFN10-M1X* |  | 11.85 | 20.8 | 10.65 | Yes | Both | 4 | 700 | 900 | 150 | 350 | 2025-01-01
214861793 | MDV | M6OE31-48HFN10-M1X* |  | 11.85 | 20.85 | 10.6 | Yes | Both | 4 | 700 | 900 | 150 | 350 | 2025-01-01
214861799 | MDV | M4OD30-27HFN10-M1* |  | 12.1 | 22 | 9.35 | Yes | Both | 3 | 600 | 800 | 150 | 350 | 2025-01-01
214861802 | MDV | M5OD30-36HFN10-M1* |  | 11.85 | 21.55 | 9.6 | Yes | Both | 3 | 600 | 800 | 150 | 350 | 2025-01-01
214861814 | MDV | M4OD31-27HFN10-M1XD-D |  | 12.25 | 21 | 10 | Yes | Both | 4 | 700 | 900 | 150 | 350 | 2025-01-01
214861808 | MDV | M6OE30-60HFN10-M1* |  | 10 | 18.6 | 9.45 | No | N/A | 3 | 600 | 800 | 150 | 350 | 2025-01-01
214861805 | MDV | M6OE30-48HFN10-M1* |  | 11.85 | 20.9 | 10.3 | Yes | Both | 4 | 700 | 900 | 150 | 350 | 2025-01-01
214861817 | MDV | M5OX631-36HFN10-M1XD-D |  | 12.5 | 21.2 | 10.55 | Yes | Both | 4 | 700 | 900 | 150 | 350 | 2025-01-01
214861823 | MDV | M6OE31-53HFN10-M1XD-D |  | 11.85 | 21.1 | 10.6 | Yes | Both | 4 | 700 | 900 | 150 | 350 | 2025-01-01
214861820 | MDV | M6OE31-48HFN10-M1XD-D |  | 11.85 | 21.7 | 11 | Yes | Both | 4 | 700 | 900 | 150 | 350 | 2025-01-01
214861826 | MDV | M3OD31-18HFN10-M1XD-D* |  | 13 | 20.5 | 10 | Yes | Both | 4 | 700 | 900 | 150 | 350 | 2025-01-01
214861829 | MDV | M4OD31-27HFN10-M1XD-D* |  | 12 | 20 | 9.75 | Yes | Both | 3 | 600 | 800 | 150 | 350 | 2025-01-01
214861832 | MDV | M5OX631-36HFN10-M1XD-D* |  | 12.1 | 20.45 | 10.85 | Yes | Both | 4 | 700 | 900 | 150 | 350 | 2025-01-01
214861844 | MDV | M4OD30-27HFN10-M1D-D |  | 12.5 | 23 | 9.25 | Yes | Both | 3 | 600 | 800 | 150 | 350 | 2025-01-01
214861838 | MDV | M6OE31-53HFN10-M1XD-D* |  | 11.85 | 20.7 | 10.65 | Yes | Both | 4 | 700 | 900 | 150 | 350 | 2025-01-01
214861835 | MDV | M6OE31-48HFN10-M1XD-D* |  | 11.85 | 20.8 | 10.6 | Yes | Both | 4 | 700 | 900 | 150 | 350 | 2025-01-01
214861847 | MDV | M5OD30-36HFN10-M1D-D |  | 11.85 | 22 | 9.35 | Yes | Both | 3 | 600 | 800 | 150 | 350 | 2025-01-01
214861853 | MDV | M6OE30-60HFN10-M1D-D |  | 10 | 20 | 9.35 | No | N/A | 3 | 600 | 800 | 150 | 350 | 2025-01-01
214861850 | MDV | M6OE30-48HFN10-M1D-D |  | 12.25 | 22.2 | 10.45 | Yes | Both | 4 | 700 | 900 | 150 | 350 | 2025-01-01
214861856 | MDV | M3OX430-18HFN10-M1-D* |  | 12.25 | 21.5 | 10 | Yes | Both | 4 | 700 | 900 | 150 | 350 | 2025-01-01
214861859 | MDV | M4OD30-27HFN10-M1D-D* |  | 12.1 | 22 | 9.25 | Yes | Both | 3 | 600 | 800 | 150 | 350 | 2025-01-01
214861862 | MDV | M5OD30-36HFN10-M1D-D* |  | 11.85 | 21.55 | 9.6 | Yes | Both | 3 | 600 | 800 | 150 | 350 | 2025-01-01
214861871 | MDV | M3OD31-18HFN10-M1X-D |  | 14 | 22.5 | 10.2 | Yes | Both | 4 | 700 | 900 | 150 | 350 | 2025-01-01
214861868 | MDV | M6OE30-60HFN10-M1D-D* |  | 10 | 18.6 | 9.4 | No | N/A | 3 | 600 | 800 | 150 | 350 | 2025-01-01
214861865 | MDV | M6OE30-48HFN10-M1D-D* |  | 11.85 | 20.85 | 10.3 | Yes | Both | 4 | 700 | 900 | 150 | 350 | 2025-01-01
214861874 | MDV | M4OD31-27HFN10-M1X-D |  | 12.25 | 21 | 10 | Yes | Both | 4 | 700 | 900 | 150 | 350 | 2025-01-01
214861880 | MDV | M6OE31-48HFN10-M1X-D |  | 11.85 | 21.7 | 11 | Yes | Both | 4 | 700 | 900 | 150 | 350 | 2025-01-01
214861877 | MDV | M5OX631-36HFN10-M1X-D |  | 12.5 | 21.2 | 10.55 | Yes | Both | 4 | 700 | 900 | 150 | 350 | 2025-01-01
214861883 | MDV | M6OE31-53HFN10-M1X-D |  | 11.85 | 21.1 | 10.6 | Yes | Both | 4 | 700 | 900 | 150 | 350 | 2025-01-01
214861886 | MDV | M3OD31-18HFN10-M1X-D* |  | 13 | 20.5 | 10 | Yes | Both | 4 | 700 | 900 | 150 | 350 | 2025-01-01
214861889 | MDV | M4OD31-27HFN10-M1X-D* |  | 12 | 20 | 9.75 | Yes | Both | 3 | 600 | 800 | 150 | 350 | 2025-01-01
214861898 | MDV | M6OE31-53HFN10-M1X-D* |  | 11.85 | 20.7 | 10.65 | Yes | Both | 4 | 700 | 900 | 150 | 350 | 2025-01-01
214861895 | MDV | M6OE31-48HFN10-M1X-D* |  | 11.85 | 20.8 | 10.6 | Yes | Both | 4 | 700 | 900 | 150 | 350 | 2025-01-01
214861892 | MDV | M5OX631-36HFN10-M1X-D* |  | 12.1 | 20.45 | 10.85 | Yes | Both | 4 | 700 | 900 | 150 | 350 | 2025-01-01
214861901 | MDV | M4OD30-27HFN10-M1-D |  | 12.5 | 23 | 9.25 | Yes | Both | 3 | 600 | 800 | 150 | 350 | 2025-01-01
214861907 | MDV | M6OE30-48HFN10-M1-D |  | 12.25 | 22.2 | 10.45 | Yes | Both | 4 | 700 | 900 | 150 | 350 | 2025-01-01
214861904 | MDV | M5OD30-36HFN10-M1-D |  | 11.85 | 22 | 9.35 | Yes | Both | 3 | 600 | 800 | 150 | 350 | 2025-01-01
214861922 | MDV | M6OE30-60HFN10-M1-D* |  | 10 | 18.6 | 9.4 | No | N/A | 3 | 600 | 800 | 150 | 350 | 2025-01-01
214861910 | MDV | M6OE30-60HFN10-M1-D |  | 10 | 20 | 9.35 | No | N/A | 3 | 600 | 800 | 150 | 350 | 2025-01-01
214861913 | MDV | M4OD30-27HFN10-M1-D* |  | 12.1 | 22 | 9.25 | Yes | Both | 3 | 600 | 800 | 150 | 350 | 2025-01-01
214861919 | MDV | M6OE30-48HFN10-M1-D* |  | 11.85 | 20.85 | 10.3 | Yes | Both | 4 | 700 | 900 | 150 | 350 | 2025-01-01
214861916 | MDV | M5OD30-36HFN10-M1-D* |  | 11.85 | 21.55 | 9.6 | Yes | Both | 3 | 600 | 800 | 150 | 350 | 2025-01-01
9857538 | MDV | M5OF-48HFN1-M |  | 11.3 | 21 | 9.1 | Yes | No | 3 | 600 | 800 | 150 | 350 | 2025-01-01
206853250 | MDV | M3OF-27HFN1-M* |  | 11.5 | 21 | 8.7 | Yes | No | 2 | 500 | 700 | 100 | 300 | 2025-01-01
206853251 | MDV | M4OF-36HFN1-M* |  | 10.4 | 20.5 | 8.95 | No | N/A | 2 | 500 | 700 | 100 | 300 | 2025-01-01
8310252 | MDV | C2OE-18HFN1-M |  | 12.5 | 18.5 | 8.15 | Yes | No | 1 | 400 | 600 | 100 | 300 | 2025-01-01
9857534 | MDV | M2OF-18HFN1-M |  | 11.85 | 20.35 | 9.05 | Yes | No | 3 | 600 | 800 | 150 | 350 | 2025-01-01
9857537 | MDV | M4OH-36HFN1-M |  | 12.6 | 20.25 | 9.5 | Yes | No | 3 | 600 | 800 | 150 | 350 | 2025-01-01
206716987 | MDV | M2OA-18HFN1-M |  | 12.95 | 20.95 | 10.15 | Yes | No | 4 | 700 | 900 | 150 | 350 | 2025-01-01
206716988 | MDV | M2OI-18HFN1-M |  | 12.25 | 20.5 | 9.55 | Yes | Both | 3 | 600 | 800 | 150 | 350 | 2025-01-01
206716989 | MDV | M3OJ-27HFN1-M |  | 12.2 | 22.8 | 9.35 | Yes | No | 3 | 600 | 800 | 150 | 350 | 2025-01-01
210644064 | MDV | M2OA-18HFN1-M-L |  | 12.95 | 20.95 | 10.15 | Yes | No | 4 | 700 | 900 | 150 | 350 | 2025-01-01
210644065 | MDV | M5OG-48HFN1-M-L |  | 11.55 | 21.9 | 9.2 | Yes | No | 3 | 600 | 800 | 150 | 350 | 2025-01-01
210644066 | MDV | M2OI-18HFN1-M-L |  | 12.25 | 20.35 | 9.55 | Yes | Both | 3 | 600 | 800 | 150 | 350 | 2025-01-01
200059301 | MDV | M3OF-27HFN1-M |  | 11.75 | 21.5 | 8.85 | Yes | No | 2 | 500 | 700 | 100 | 300 | 2025-01-01
200059303 | MDV | M4OF-36HFN1-M |  | 10.75 | 20.5 | 8.85 | No | N/A | 2 | 500 | 700 | 100 | 300 | 2025-01-01
201784988 | MDV | M3OF-27HFN1-M** |  | 11.25 | 21 | 9.05 | Yes | No | 3 | 600 | 800 | 150 | 350 | 2025-01-01
200059307 | MDV | M2OF-18HFN1-M* |  | 11.7 | 19.4 | 8.95 | Yes | No | 2 | 500 | 700 | 100 | 300 | 2025-01-01
201771980 | MDV | M2OF-18HFN1-M** |  | 11.7 | 19.4 | 8.85 | Yes | No | 2 | 500 | 700 | 100 | 300 | 2025-01-01
201771981 | MDV | M4OF-36HFN1-M** |  | 10.25 | 19.95 | 8.65 | No | N/A | 2 | 500 | 700 | 100 | 300 | 2025-01-01
201771982 | MDV | M5OF-48HFN1-M** |  | 10.55 | 19.4 | 9.2 | No | N/A | 3 | 600 | 800 | 150 | 350 | 2025-01-01
202111720 | MDV | M2OH-18HFN1-M |  | 11.75 | 19.25 | 8.5 | No | N/A | 2 | 500 | 700 | 100 | 300 | 2025-01-01
202111804 | MDV | M3OH-27HFN1-M |  | 11.75 | 20 | 8.5 | No | N/A | 2 | 500 | 700 | 100 | 300 | 2025-01-01
204717558 | MDV | M4OF-36HFN1-MCA |  | 10.75 | 20.5 | 8.85 | No | N/A | 2 | 500 | 700 | 100 | 300 | 2025-01-01
206716990 | MDV | M3OI-28HFN1-M |  | 12.1 | 21.5 | 10.05 | Yes | Both | 4 | 700 | 900 | 150 | 350 | 2025-01-01
206716991 | MDV | M4OG-36HFN1-M |  | 11.35 | 21.95 | 9.35 | Yes | No | 3 | 600 | 800 | 150 | 350 | 2025-01-01
206716993 | MDV | M5OG-48HFN1-M-[X]-20 |  | 11.7 | 21.35 | 9.4 | Yes | Both | 3 | 600 | 800 | 150 | 350 | 2025-01-01
207641230 | MDV | M5OG-48HFN1-M |  | 11.65 | 21.95 | 9.2 | Yes | No | 3 | 600 | 800 | 150 | 350 | 2025-01-01
207641231 | MDV | M4OI-36HFN1-M |  | 12.65 | 20.6 | 10.15 | Yes | Both | 4 | 700 | 900 | 150 | 350 | 2025-01-01
207618258 | MDV | M3OJ-24HFN1-M |  | 12.95 | 22.95 | 9.85 | Yes | Both | 3 | 600 | 800 | 150 | 350 | 2025-01-01
207618260 | MDV | M4OG-30HFN1-M |  | 12.5 | 23 | 9.5 | Yes | No | 3 | 600 | 800 | 150 | 350 | 2025-01-01
207618261 | MDV | M3OI-24HFN1-M |  | 12.4 | 21.55 | 10.35 | Yes | Both | 4 | 700 | 900 | 150 | 350 | 2025-01-01
207641242 | MDV | M3OJ-24HFN1-M* |  | 12.5 | 21.8 | 9.65 | Yes | Both | 3 | 600 | 800 | 150 | 350 | 2025-01-01
207641240 | MDV | M2OA-18HFN1-M* |  | 12.25 | 20 | 10 | Yes | No | 4 | 700 | 900 | 150 | 350 | 2025-01-01
207641251 | MDV | M5OG-48HFN1-M-[X]-20* |  | 11.35 | 21.05 | 9.4 | Yes | Both | 3 | 600 | 800 | 150 | 350 | 2025-01-01
207641245 | MDV | M4OG-30HFN1-M* |  | 12 | 21.2 | 9.35 | Yes | No | 3 | 600 | 800 | 150 | 350 | 2025-01-01
207641249 | MDV | M4OI-36HFN1-M* |  | 12.1 | 19.5 | 9.85 | Yes | Both | 3 | 600 | 800 | 150 | 350 | 2025-01-01
207641254 | MDV | M3OJ-27HFN1-M* |  | 11.95 | 22.25 | 9.2 | Yes | No | 3 | 600 | 800 | 150 | 350 | 2025-01-01
207641255 | MDV | M4OG-36HFN1-M* |  | 10.8 | 21.55 | 9.4 | No | N/A | 3 | 600 | 800 | 150 | 350 | 2025-01-01
207641259 | MDV | M3OI-28HFN1-M* |  | 11.75 | 21.3 | 9.65 | Yes | Both | 3 | 600 | 800 | 150 | 350 | 2025-01-01
207658620 | MDV | M3OJ-27HFN1-M-L |  | 12.2 | 22.65 | 9.25 | Yes | No | 3 | 600 | 800 | 150 | 350 | 2025-01-01
207658621 | MDV | M5OG-48HFN1-M-[X]-20-L |  | 11.7 | 21.35 | 9.4 | Yes | Both | 3 | 600 | 800 | 150 | 350 | 2025-01-01
207699115 | MDV | M3OJ-24HFN1-M-L |  | 12.55 | 20.3 | 9.3 | Yes | Both | 3 | 600 | 800 | 150 | 350 | 2025-01-01
208132552 | MDV | M5OA-55HFN1-M-[X](2) |  | 10.5 | 20.4 | 9.4 | Yes | Yes | 3 | 600 | 800 | 150 | 350 | 2025-01-01
208132556 | MDV | M5OF-48HFN1-MQ1(2) |  | 11.1 | 20.05 | 9.5 | Yes | No | 3 | 600 | 800 | 150 | 350 | 2025-01-01
213301879 | MDV | M4OX630-36HFN1-M1X* |  | 12.25 | 20.9 | 10.45 | Yes | Both | 4 | 700 | 900 | 150 | 350 | 2025-01-01
213301880 | MDV | M4OX630-36HFN1-M1X |  | 12 | 20.2 | 10.45 | Yes | Both | 4 | 700 | 900 | 150 | 350 | 2025-01-01
216505517 | MDV | M3OJ-27HFN1-M*O |  | 11.95 | 22.25 | 9.2 | No | N/A | 3 | 600 | 800 | 150 | 350 | 2025-01-01
216505518 | MDV | M4OG-36HFN1-M*O |  | 10.8 | 21.55 | 9.4 | No | N/A | 3 | 600 | 800 | 150 | 350 | 2025-01-01
216505519 | MDV | M5OG-48HFN1-M*O |  | 10.9 | 20.8 | 9.6 | No | N/A | 3 | 600 | 800 | 150 | 350 | 2025-01-01
214861766 | MDV | M3OX430-18HFN10-M1* |  | 12.25 | 21.5 | 10 | Yes | Both | 4 | 700 | 900 | 150 | 350 | 2025-01-01
214861811 | MDV | M3OD31-18HFN10-M1XD-D |  | 14 | 22.5 | 10.2 | Yes | Both | 4 | 700 | 900 | 150 | 350 | 2025-01-01
214861841 | MDV | M3OX430-18HFN10-M1-D |  | 13 | 22.55 | 9.9 | Yes | Both | 3 | 600 | 800 | 150 | 350 | 2025-01-01
214861718 | MDV | M6OE30-48HFN10-M1D |  | 12.25 | 22.5 | 10.5 | Yes | Both | 4 | 700 | 900 | 150 | 350 | 2025-01-01
214861724 | MDV | M4OD31-27HFN10-M1X |  | 12.35 | 21.05 | 10 | Yes | Both | 4 | 700 | 900 | 150 | 350 | 2025-01-01
216498629 | MDV | MOX330-15HFN10-M1 | MSEPB-15HRFN10-M1 | 11.7 | 23.5 | 9.9 | Yes | Both | 3 | 600 | 800 | 150 | 350 | 2025-01-01
209847237 | MDV | MOX230-09HFN1-BW0W | MSEPB-09HRFN1-BW0W | 14.5 | 25 | 9.9 | Yes | No | 3 | 600 | 800 | 150 | 350 | 2025-01-01
209847238 | MDV | MOX230-09HFN1-BW0Q1W | MSABB-09HRFN1-BW0Q1W | 14.5 | 25 | 10.8 | Yes | No | 4 | 700 | 900 | 150 | 350 | 2025-01-01
209847254 | MDV | MOD30-24HFN1-MT0W | MCD1-24HRFN1-MT0W(GA) | 9.5 | 18 | 10 | No | N/A | 4 | 700 | 900 | 150 | 350 | 2025-01-01
209847256 | MDV | MOD30U-36HFN1-M | MCD1-36HRFN1-M(GA) | 8.1 | 15.7 | 8.6 | No | N/A | 2 | 500 | 700 | 100 | 300 | 2025-01-01
209248923 | MDV | MOX330-09HFN1-MY6W | MFA2U-09HRFN1-MY6W | 15.7 | 26.3 | 11.4 | Yes | Both | 4 | 700 | 900 | 150 | 350 | 2025-01-01
209248924 | MDV | MOX330-12HFN1-MW5W | MFA2U-12HRFN1-MW5W | 13.3 | 24.2 | 10.7 | Yes | Both | 4 | 700 | 900 | 150 | 350 | 2025-01-01
209248925 | MDV | MOX230-09HFN1-MY2W | MFA2U-09HRFN1-MY6W | 14.7 | 25.6 | 12.5 | Yes | Both | 4 | 700 | 900 | 150 | 350 | 2025-01-01
209248926 | MDV | MOX230-12HFN1-MV5W | MFA2U-12HRFN1-MW5W | 13 | 25 | 11 | Yes | Both | 4 | 700 | 900 | 150 | 350 | 2025-01-01
209248927 | MDV | MOX430-18HFN1-MU0W | MFA2U-16HRFN1-MV0W | 12.5 | 22.4 | 10.4 | Yes | Both | 4 | 700 | 900 | 150 | 350 | 2025-01-01
209248928 | MDV | MOX430-17HFN1-MT0W | MFA2U-16HRFN1-MV0W | 11 | 20.2 | 8.9 | Yes | Both | 2 | 500 | 700 | 100 | 300 | 2025-01-01
213199198 | MDV | MOX230-09HFN1-MW5W-L | MSEPB-06HRFN1-MY5W | 15.8 | 26.5 | 13.6 | Yes | Both | 4 | 700 | 900 | 150 | 350 | 2025-01-01
213214824 | MDV | MOX430-09HFN1-MZG5W | MSOP1B-09HRFN1-MZA5W | 14.4 | 25.5 | 15 | Yes | Both | 4 | 700 | 900 | 150 | 350 | 2025-01-01
213214825 | MDV | MOX430-12HFN1-MZ60W | MSOP1B-12HRFN1-MZ50W | 12.5 | 24 | 10.5 | Yes | Both | 4 | 700 | 900 | 150 | 350 | 2025-01-01
213214826 | MDV | MOD30-18HFN1-MZ20W | MSAB2F-18HRFN1-MZ22W | 13.5 | 23.5 | 13.5 | Yes | Both | 4 | 700 | 900 | 150 | 350 | 2025-01-01
209270208 | MDV | MOX430-18HFN1-MU0W | MCBU-18HRFN1-MU2W | 12.5 | 21.8 | 10.7 | Yes | No | 4 | 700 | 900 | 150 | 350 | 2025-01-01
209270209 | MDV | MOX230-09HFN1-MW5W | MCBU-09HRFN1-MW0W | 13 | 22.5 | 11.5 | Yes | Both | 4 | 700 | 900 | 150 | 350 | 2025-01-01
209270210 | MDV | MOX330-09HFN1-MY5W | MCBU-09HRFN1-MW0W | 13 | 24 | 12.4 | Yes | Both | 4 | 700 | 900 | 150 | 350 | 2025-01-01
209270211 | MDV | MOX330-12HFN1-MW5W | MCBU-12HRFN1-MV0W | 13 | 23 | 10 | Yes | Both | 4 | 700 | 900 | 150 | 350 | 2025-01-01
209270212 | MDV | MOX230-12HFN1-MV5W | MCBU-12HRFN1-MV0W | 12.6 | 22 | 9.8 | Yes | No | 3 | 600 | 800 | 150 | 350 | 2025-01-01
209270213 | MDV | MOX230-09HFN1-MW5W | MCBU-06HRFN1-MV0W | 14.5 | 22 | 10.8 | Yes | Both | 4 | 700 | 900 | 150 | 350 | 2025-01-01
209270214 | MDV | MOX430-17HFN1-MT0W | MCBU-18HRFN1-MU2W | 12.5 | 19.8 | 11.2 | Yes | Both | 4 | 700 | 900 | 150 | 350 | 2025-01-01
212615011 | MDV | MOE30U-48HFN1-M[X] | MUE-48HRFN1-MW | 11.7 | 18.7 | 11 | Yes | Both | 4 | 700 | 900 | 150 | 350 | 2025-01-01
208800780 | MDV | MOX430-18HFN1-MT2Q1W | MCBU-18HRFN1-MU8Q1W | 12.5 | 23 | 10.3 | Yes | No | 4 | 700 | 900 | 150 | 350 | 2025-01-01
212519801 | MDV | MOCA30-09HFN1-MZA5W | MSOP1B-12HRFN1-MZ60W | 12.1 | 19.5 | 12.1 | Yes | No | 4 | 700 | 900 | 150 | 350 | 2025-01-01
212519802 | MDV | MOCA30-12HFN1-MZ50W | MSOP1B-12HRFN1-MZ60W | 11 | 18.2 | 10 | Yes | Both | 4 | 700 | 900 | 150 | 350 | 2025-01-01
212519803 | MDV | MOD30-18HFN1-MZ22W | MSEPD-18HRFN1-MZ22W | 12.4 | 24.1 | 12 | Yes | Both | 4 | 700 | 900 | 150 | 350 | 2025-01-01
208545996 | MDV | MOB30-12HFN1-MT0W | MSEPB-12HRFN1-MW5W(GA) | 11.7 | 19.8 | 8.5 | Yes | Both | 2 | 500 | 700 | 100 | 300 | 2025-01-01
208546000 | MDV | MOB32-12HFN1-MV0W | MSEPB-12HRFN1-MW5W(GA) | 11.7 | 20.3 | 8.5 | Yes | No | 2 | 500 | 700 | 100 | 300 | 2025-01-01
208546012 | MDV | MOD33-24HFN1-MT0W | CS11M-23HRFN1-MT0W | 11.7 | 21.5 | 8.5 | Yes | No | 2 | 500 | 700 | 100 | 300 | 2025-01-01
208497421 | MDV | MOX430-12HFN1-MZ60W | MSOP1B-12HRFN1-MZ60W-CA | 14 | 25.3 | 11.7 | Yes | Both | 4 | 700 | 900 | 150 | 350 | 2025-01-01
208497422 | MDV | MOX430-09HFN1-MZG5W | MSOP1B-09HRFN1-MZG5W-CA | 16 | 27 | 17.5 | Yes | Both | 4 | 700 | 900 | 150 | 350 | 2025-01-01
208132550 | MDV | MOD30U-36HFN1-M(GA)(2) | MFGD-36HRFN1-MQ6W | 9.5 | 19.2 | 10 | No | N/A | 4 | 700 | 900 | 150 | 350 | 2025-01-01
208101266 | MDV | MOE30U-60HFN1-M(GA)(X) | MUE-60HRFN1-MW | 9.8 | 19.8 | 9 | No | N/A | 3 | 600 | 800 | 150 | 350 | 2025-01-01
208101267 | MDV | MOE30U-60HFN1-M(GA)(X) | MHG-60HWFN1-MW | 10.3 | 17 | 8.4 | No | N/A | 1 | 400 | 600 | 100 | 300 | 2025-01-01
207861767 | MDV | MOD30U-30HFN1-M(GA) | MSAGF-30HRFN1-MT0W | 12.2 | 21 | 8.7 | Yes | No | 2 | 500 | 700 | 100 | 300 | 2025-01-01
207861768 | MDV | MOD30U-30HFN1-M(GA) | MSABF-30HRFN1-MR0W | 11 | 21 | 9.1 | Yes | No | 3 | 600 | 800 | 150 | 350 | 2025-01-01
207861769 | MDV | MOD30U-30HFN1-M(GA) | MSEPD-30HRFN1-MS8W | 11.5 | 20.1 | 9 | Yes | No | 3 | 600 | 800 | 150 | 350 | 2025-01-01
207801583 | MDV | MOX430-17HFN1-MT0W | MTIU-24HWFN1-M-CA | 12.1 | 18 | 10.5 | Yes | Both | 4 | 700 | 900 | 150 | 350 | 2025-01-01
207658589 | MDV | MOX230-12HFN1-MV5W-L | MSEPB-12HRFN1-MW5W(GA) | 13.7 | 24.6 | 10.7 | Yes | No | 4 | 700 | 900 | 150 | 350 | 2025-01-01
207658590 | MDV | MOX430-18HFN1-MU0W-L | MSEPC-18HRFN1-MU0W | 12.4 | 23.5 | 10.7 | Yes | No | 4 | 700 | 900 | 150 | 350 | 2025-01-01
207658591 | MDV | MOD33-24HFN1-MT0W-L | MSEPD-24HRFN1-MU0W | 14 | 22 | 9.9 | Yes | No | 3 | 600 | 800 | 150 | 350 | 2025-01-01
207658592 | MDV | MOD30-30HFN1-MS0W-L | MSEPD-30HRFN1-MS8W | 11.4 | 20 | 9.2 | Yes | No | 3 | 600 | 800 | 150 | 350 | 2025-01-01
207658593 | MDV | MOX230-12HFN1-MV5W-L | MTIU-12HWFN1-M | 11.7 | 18.8 | 10.3 | Yes | Both | 4 | 700 | 900 | 150 | 350 | 2025-01-01
207658594 | MDV | MOX430-18HFN1-MU0W-L | MTIU-18HWFN1-M | 12.3 | 20 | 10.5 | Yes | No | 4 | 700 | 900 | 150 | 350 | 2025-01-01
207658595 | MDV | MOD33-24HFN1-MT0W-L | MTIU-24HWFN1-M | 12.3 | 19 | 11 | Yes | Both | 4 | 700 | 900 | 150 | 350 | 2025-01-01
207658597 | MDV | MOX230-12HFN1-MV5W-L | MFAU-12HRFN1-M(C) | 13 | 22.7 | 10.2 | Yes | Both | 4 | 700 | 900 | 150 | 350 | 2025-01-01
207658598 | MDV | MOX430-18HFN1-MU0W-L | MUEU-18HRFN1-M(C) | 12.5 | 23 | 9.9 | Yes | No | 3 | 600 | 800 | 150 | 350 | 2025-01-01
207658599 | MDV | MOD33-24HFN1-MT0W-L | MUEU-24HRFN1-M(C) | 12.5 | 21.2 | 10.2 | Yes | Both | 4 | 700 | 900 | 150 | 350 | 2025-01-01
207658600 | MDV | MOE30U-48HFN1-MP0(GA)-L | MUE-48HRFN1-M(C) | 9.1 | 18.9 | 9.7 | Yes | Yes | 3 | 600 | 800 | 150 | 350 | 2025-01-01
207658601 | MDV | MOX230-12HFN1-MV5W-L | MCA3U-12HRFN1-M(C) | 13.9 | 22.7 | 9.9 | Yes | No | 3 | 600 | 800 | 150 | 350 | 2025-01-01
207658602 | MDV | MOX430-18HFN1-MU0W-L | MCA3U-18HRFN1-M(C) | 12.5 | 20.5 | 10.4 | Yes | No | 4 | 700 | 900 | 150 | 350 | 2025-01-01
207658603 | MDV | MOD33-24HFN1-MT0W-L | MCD1-24HRFN1-MT0W(GA) | 12.3 | 21.5 | 9.6 | Yes | Both | 3 | 600 | 800 | 150 | 350 | 2025-01-01
207658604 | MDV | MOE30U-48HFN1-MP0(GA)-L | MCD1-48HRFN1-M(GA) | 9.5 | 18.5 | 9.8 | No | N/A | 3 | 600 | 800 | 150 | 350 | 2025-01-01
207658605 | MDV | MOX330-09HFN1-MY5W-L | MSEPB-09HRFN1-MY5W(GA) | 16.2 | 28.1 | 11.5 | Yes | Both | 4 | 700 | 900 | 150 | 350 | 2025-01-01
207658606 | MDV | MOX330-12HFN1-MW5W-L | MSEPB-12HRFN1-MW5W(GA) | 13.5 | 25.5 | 10.4 | Yes | Both | 4 | 700 | 900 | 150 | 350 | 2025-01-01
207658607 | MDV | MOX430-17HFN1-MT0W-L | MSEPC-18HRFN1-MU0W | 12.5 | 21.5 | 11.2 | Yes | Both | 4 | 700 | 900 | 150 | 350 | 2025-01-01
207658608 | MDV | MOX330-09HFN1-MY5W-L | MTIU-09HWFN1-M | 13.2 | 20.2 | 12 | Yes | Both | 4 | 700 | 900 | 150 | 350 | 2025-01-01
207658609 | MDV | MOX330-12HFN1-MW5W-L | MTIU-12HWFN1-M | 11.7 | 19.5 | 10 | Yes | Both | 4 | 700 | 900 | 150 | 350 | 2025-01-01
207658610 | MDV | MOX430-17HFN1-MT0W-L | MTIU-18HWFN1-M | 11.7 | 18 | 9.2 | Yes | Both | 3 | 600 | 800 | 150 | 350 | 2025-01-01
207658611 | MDV | MOX330-12HFN1-MW5W-L | MFAU-12HRFN1-M(C) | 13 | 23.6 | 10 | Yes | Both | 4 | 700 | 900 | 150 | 350 | 2025-01-01
207658612 | MDV | MOX430-17HFN1-MT0W-L | MUEU-18HRFN1-M(C) | 12.5 | 20.5 | 9.8 | Yes | Both | 3 | 600 | 800 | 150 | 350 | 2025-01-01
207658613 | MDV | MOX330-09HFN1-MY5W-L | MCA3U-09HRFN1-M(C) | 13 | 20.5 | 10.2 | Yes | Both | 4 | 700 | 900 | 150 | 350 | 2025-01-01
207658614 | MDV | MOX330-12HFN1-MW5W-L | MCA3U-12HRFN1-M(C) | 12.7 | 22.3 | 10.2 | Yes | Both | 4 | 700 | 900 | 150 | 350 | 2025-01-01
207658615 | MDV | MOX430-17HFN1-MT0W-L | MCA3U-18HRFN1-M(C) | 12.5 | 20 | 9.5 | Yes | Both | 3 | 600 | 800 | 150 | 350 | 2025-01-01
207645898 | MDV | MOD33-24HFN1-MT0W | MSABE-24HRFN1-MU0W | 12.5 | 21 | 9 | Yes | No | 3 | 600 | 800 | 150 | 350 | 2025-01-01
207591130 | MDV | MOX230-09HFN1-BS5W | MSABA-09HRFN1-BT5W | 12.5 | 21.5 | 9 | Yes | No | 3 | 600 | 800 | 150 | 350 | 2025-01-01
207591131 | MDV | MOX230-12HFN1-BS8W | MSABB-12HRFN1-BS9W | 10.3 | 20.8 | 8.7 | No | N/A | 2 | 500 | 700 | 100 | 300 | 2025-01-01
207591132 | MDV | MOX230-09HFN1-MT0W | MSABA-09HRFN1-MU5W | 12.6 | 21.7 | 9.1 | Yes | No | 3 | 600 | 800 | 150 | 350 | 2025-01-01
207591133 | MDV | MOX230-12HFN1-MS8W | MSABB-12HRFN1-MT5W | 10.8 | 21.4 | 9.1 | No | N/A | 3 | 600 | 800 | 150 | 350 | 2025-01-01
207591134 | MDV | MOX330-18HFN1-MS0W | MSABD-18HRFN1-MS1W | 10.5 | 19 | 8.7 | No | N/A | 2 | 500 | 700 | 100 | 300 | 2025-01-01
207591135 | MDV | MOX430-24HFN1-MR0W | MSABE-24HRFN1-MR0W | 9 | 18 | 8.6 | No | N/A | 2 | 500 | 700 | 100 | 300 | 2025-01-01
207591136 | MDV | MOX230-12HFN1-BW0W | MSABB-12HRFN1-BU5W | 12.5 | 22.7 | 10 | Yes | No | 4 | 700 | 900 | 150 | 350 | 2025-01-01
207591137 | MDV | MOX430-18HFN1-MU0W | MSABE-18HRFN1-MW5W | 13.5 | 23.7 | 10.3 | Yes | Both | 4 | 700 | 900 | 150 | 350 | 2025-01-01
207591139 | MDV | MOX230-09HFN1-BW0W | MSABB-09HRFN1-BW0W | 14 | 24 | 9.6 | Yes | No | 3 | 600 | 800 | 150 | 350 | 2025-01-01
207591140 | MDV | MOX430-12HFN1-MZ60W | MSOP1B-12HRFN1-MZ60W | 14 | 27 | 12 | Yes | Both | 4 | 700 | 900 | 150 | 350 | 2025-01-01
207591141 | MDV | MOX430-09HFN1-MZG5W | MSOP1B-09HRFN1-MZG5W | 16 | 28.5 | 18 | Yes | Both | 4 | 700 | 900 | 150 | 350 | 2025-01-01
207591142 | MDV | MOX430-12HFN1-MZ60W | MSEPC-12HRFN1-MZ40W | 14.3 | 27.5 | 14.5 | Yes | Both | 4 | 700 | 900 | 150 | 350 | 2025-01-01
207591143 | MDV | MOX430-09HFN1-MZG5W | MSEPC-09HRFN1-MZB5W | 16.5 | 29 | 22 | Yes | Both | 4 | 700 | 900 | 150 | 350 | 2025-01-01
207591144 | MDV | MOX230-09HFN1-MW5W | MSABB-09HRFN1-MX0W | 14 | 24 | 11.4 | Yes | Both | 4 | 700 | 900 | 150 | 350 | 2025-01-01
207591145 | MDV | MOX230-12HFN1-MV5W | MSABB-12HRFN1-MV0W | 12.5 | 23.1 | 9.3 | Yes | No | 3 | 600 | 800 | 150 | 350 | 2025-01-01
207613860 | MDV | MOD30-18HFN1-MZ20W | MSEPD-18HRFN1-MZ22W | 15.3 | 26.3 | 15.5 | Yes | Both | 4 | 700 | 900 | 150 | 350 | 2025-01-01
207613861 | MDV | MOX430-18HFN1-MU0W | MSAG11D-18HRFN1-MT8W | 13.5 | 24 | 10.5 | Yes | Both | 4 | 700 | 900 | 150 | 350 | 2025-01-01
207613862 | MDV | MOX430-18HFN1-MU0W | MSEPC-18HRFN1-MU0W | 12.5 | 23.5 | 10.8 | Yes | No | 4 | 700 | 900 | 150 | 350 | 2025-01-01
207614046 | MDV | MOX430-18HFN1-MU0W | MUEU-18HRFN1-M(C) | 12.5 | 23 | 10 | Yes | No | 4 | 700 | 900 | 150 | 350 | 2025-01-01
207614047 | MDV | MOX430-18HFN1-MU0W | MCA3U-18HRFN1-M(C) | 12.5 | 20.5 | 10.5 | Yes | No | 4 | 700 | 900 | 150 | 350 | 2025-01-01
207614048 | MDV | MOX430-18HFN1-MU0W | MTIU-18HWFN1-M | 12.5 | 20 | 10.6 | Yes | No | 4 | 700 | 900 | 150 | 350 | 2025-01-01
207614049 | MDV | MOX430-17HFN1-MT0W | MTIU-24HWFN1-M | 12.1 | 18 | 10.5 | Yes | Both | 4 | 700 | 900 | 150 | 350 | 2025-01-01
207571414 | MDV | MDV-MOD30-30HFN1-MS0W | MDV-MSAGF-30HRFN1-MT0W | 12.2 | 21 | 8.2 | No | N/A | 1 | 400 | 600 | 100 | 300 | 2025-01-01
207338206 | MDV | MOD30U-36HFN1-MP0(GA) | MUE-36HRFN1-M(C) | 8.5 | 19 | 9 | No | N/A | 3 | 600 | 800 | 150 | 350 | 2025-01-01
207338207 | MDV | MOD30U-36HFN1-MP0(GA) | MCD1-36HRFN1-M(GA) | 9.4 | 19.2 | 8.8 | No | N/A | 2 | 500 | 700 | 100 | 300 | 2025-01-01
207338208 | MDV | MOD30U-36HFN1-MP0(GA) | MTI-36HWFN1-M | 8.8 | 15.8 | 8.8 | No | N/A | 2 | 500 | 700 | 100 | 300 | 2025-01-01
207338209 | MDV | MOE30U-48HFN1-MP0(GA) | MUE-48HRFN1-M(C) | 9.3 | 18.9 | 10 | Yes | Yes | 4 | 700 | 900 | 150 | 350 | 2025-01-01
207338210 | MDV | MOE30U-48HFN1-MP0(GA) | MCD1-48HRFN1-M(GA) | 9.5 | 18.5 | 9.8 | No | N/A | 3 | 600 | 800 | 150 | 350 | 2025-01-01
207338212 | MDV | MOE30U-36HFN1-M(GA) | MUE-36HRFN1-M(C) | 8.8 | 17.6 | 10 | Yes | Yes | 4 | 700 | 900 | 150 | 350 | 2025-01-01
207338213 | MDV | MOE30U-36HFN1-M(GA) | MCD1-36HRFN1-M(GA) | 9.5 | 19.4 | 10.5 | Yes | Yes | 4 | 700 | 900 | 150 | 350 | 2025-01-01
207338214 | MDV | MOE30U-36HFN1-M(GA) | MTI-36HWFN1-M | 9 | 16.5 | 11 | Yes | Yes | 4 | 700 | 900 | 150 | 350 | 2025-01-01
207338215 | MDV | MOE30U-48HFN1-M-[X](GA) | MUE-48HRFN1-M(C) | 8.2 | 17 | 9.8 | Yes | Yes | 3 | 600 | 800 | 150 | 350 | 2025-01-01
207338216 | MDV | MOE30U-48HFN1-M-[X](GA) | MCD1-48HRFN1-M(GA) | 8.3 | 16.8 | 10.7 | Yes | Yes | 4 | 700 | 900 | 150 | 350 | 2025-01-01
207338218 | MDV | MOD33-24HFN1-MT0W | MCD1-24HRFN1-MT0W(GA) | 12.5 | 21.5 | 9.7 | Yes | Both | 3 | 600 | 800 | 150 | 350 | 2025-01-01
207338219 | MDV | MOD30-24HFN1-MU0W | MCD1-24HRFN1-MT0W(GA) | 11 | 20.5 | 11.5 | Yes | Both | 4 | 700 | 900 | 150 | 350 | 2025-01-01
207338220 | MDV | MOX230-12HFN1-BV0Q1W | MSABB-12HRFN1-BV0Q1W | 12.5 | 22.5 | 9 | Yes | No | 3 | 600 | 800 | 150 | 350 | 2025-01-01
207338221 | MDV | MOX430-18HFN1-MT2Q1W | MSABE-18HRFN1-MT2Q1W | 12.6 | 22.7 | 9.8 | Yes | No | 3 | 600 | 800 | 150 | 350 | 2025-01-01
207338222 | MDV | MOD31-23HFN1-MT2Q1W | MSABE-23HRFN1-MT2Q1W | 12.5 | 20.5 | 9.2 | Yes | No | 3 | 600 | 800 | 150 | 350 | 2025-01-01
207178560 | MDV | MOX130-09HFN1-BT0Q1W | MSAG11A-09HRFN1-BT0Q1W | 11.5 | 20 | 9.4 | Yes | No | 3 | 600 | 800 | 150 | 350 | 2025-01-01
207178561 | MDV | MOX130-12HFN1-BQ0Q1W | MSAG11B-12HRFN1-BQ0Q1W | 9 | 18.9 | 9.3 | No | N/A | 3 | 600 | 800 | 150 | 350 | 2025-01-01
207178562 | MDV | MOX230-17HFN1-MR0Q1W | MSAG11C-17HRFN1-MR0Q1W | 9.8 | 19.3 | 8.6 | No | N/A | 2 | 500 | 700 | 100 | 300 | 2025-01-01
207178563 | MDV | MOX430-24HFN1-MP5Q1W | MSAG11D-24HRFN1-MP5Q1W | 9 | 18 | 8.3 | No | N/A | 1 | 400 | 600 | 100 | 300 | 2025-01-01
207178564 | MDV | MOX230-09HFN1-MW5W | MSEPB-06HRFN1-MY5W | 15.8 | 26.5 | 13.6 | Yes | Both | 4 | 700 | 900 | 150 | 350 | 2025-01-01
207178565 | MDV | MOX230-09HFN1-MW5W | MSAG11A-06HRFN1-MU0W | 15 | 23.5 | 12 | Yes | Both | 4 | 700 | 900 | 150 | 350 | 2025-01-01
207178566 | MDV | MOD30-30HFN1-MS0W | MSAGF-30HRFN1-MT0W | 12.2 | 21 | 8.2 | Yes | No | 1 | 400 | 600 | 100 | 300 | 2025-01-01
207192273 | MDV | MOB30-09HFN1-BT0Q1W | MSABB-09HRFN1-MT0Q1W | 12.7 | 19 | 8.3 | Yes | No | 1 | 400 | 600 | 100 | 300 | 2025-01-01
207201636 | MDV | MOX330U-18HFN1-MR0 | MVC-18HWFN1-M | 10.9 | 17 | 8.8 | No | N/A | 2 | 500 | 700 | 100 | 300 | 2025-01-01
207201637 | MDV | MOX430U-24HFN1-MR0 | MVC-24HWFN1-M | 10.5 | 17 | 9.2 | Yes | Yes | 3 | 600 | 800 | 150 | 350 | 2025-01-01
207201638 | MDV | MOD30U-30HFN1-MR0 | MVC-30HWFN1-M | 10.6 | 17.3 | 8.5 | No | N/A | 2 | 500 | 700 | 100 | 300 | 2025-01-01
207201639 | MDV | MOD30U-36HFN1-MR0 | MVC-36HWFN1-M | 10.1 | 16.9 | 8.2 | No | N/A | 1 | 400 | 600 | 100 | 300 | 2025-01-01
207201640 | MDV | MOE30U-48HFN1-MR0 | MVC-48HWFN1-M | 8.8 | 15.8 | 9.4 | No | N/A | 2 | 500 | 700 | 100 | 300 | 2025-01-01
207215956 | MDV | MOX230-09HFN1-MW5W | MSAG11B-09HRFN1-MX7W(GA) | 14.7 | 24 | 11.6 | Yes | Both | 4 | 700 | 900 | 150 | 350 | 2025-01-01
206909896 | MDV | MOX230-12HFN1-BW0W-9K | MSAG11B-12HRFN1-BU5W-9K | 13.8 | 23 | 9.8 | Yes | No | 3 | 600 | 800 | 150 | 350 | 2025-01-01
206369505 | MDV | MOX230-09HFN1-MT0W | MSAEA-09HRDN1-MQ0W | 11.5 | 18.6 | 8.6 | Yes | No | 2 | 500 | 700 | 100 | 300 | 2025-01-01
206369506 | MDV | MOX230-12HFN1-MS8W | MSAEB-12HRFN1-MQ0W | 10.2 | 21.7 | 8.6 | No | N/A | 2 | 500 | 700 | 100 | 300 | 2025-01-01
206369507 | MDV | MOX330-18HFN1-MS0W | MSAEC-18HRDN1-MP0W | 11.2 | 19 | 9.1 | Yes | No | 3 | 600 | 800 | 150 | 350 | 2025-01-01
206369508 | MDV | MOX430-24HFN1-MR0W | MSAED-23HRFN1-MQ0W | 9.4 | 19 | 8.8 | No | N/A | 2 | 500 | 700 | 100 | 300 | 2025-01-01
206369509 | MDV | MOX230-09HFN1-BS5W | MSAG11A-09HRFN1-BS5W | 12.5 | 21.5 | 9.1 | Yes | Both | 3 | 600 | 800 | 150 | 350 | 2025-01-01
206369510 | MDV | MOX230-12HFN1-BS8W | MSAG11B-12HRFN1-BS0W | 10.3 | 20.8 | 8.7 | No | N/A | 2 | 500 | 700 | 100 | 300 | 2025-01-01
206369511 | MDV | MOX230-09HFN1-MT0W | MSAG11A-09HRFN1-MT0W | 12.6 | 21.7 | 9.4 | Yes | Both | 3 | 600 | 800 | 150 | 350 | 2025-01-01
206369512 | MDV | MOX230-12HFN1-MS8W | MSAG11B-12HRFN1-MS0W | 10.8 | 21.4 | 9.2 | No | N/A | 3 | 600 | 800 | 150 | 350 | 2025-01-01
206369513 | MDV | MOX330-18HFN1-MS0W | MSAG11C-18HRDN1-MS0W | 11 | 19.5 | 8.7 | Yes | No | 2 | 500 | 700 | 100 | 300 | 2025-01-01
206369514 | MDV | MOX430-24HFN1-MR0W | MSAG11D-24HRFN1-MR0W | 9.5 | 18.5 | 8.6 | No | N/A | 2 | 500 | 700 | 100 | 300 | 2025-01-01
206369558 | MDV | MOX230-09HFN1-MW5W | MSEPB-09HRFN1-MY5W(GA) | 15 | 25.5 | 12.3 | Yes | Both | 4 | 700 | 900 | 150 | 350 | 2025-01-01
206369559 | MDV | MOX230-12HFN1-MV5W | MSEPB-12HRFN1-MW5W(GA) | 13.7 | 24.6 | 10.7 | Yes | No | 4 | 700 | 900 | 150 | 350 | 2025-01-01
206369561 | MDV | MOD33-24HFN1-MT0W | MSEPD-24HRFN1-MU0W | 14 | 22 | 10 | Yes | No | 4 | 700 | 900 | 150 | 350 | 2025-01-01
206369562 | MDV | MOD30-30HFN1-MS0W | MSABF-30HRFN1-MR0W | 10.5 | 18.6 | 8.7 | No | N/A | 2 | 500 | 700 | 100 | 300 | 2025-01-01
206369563 | MDV | MOD31-36HFN1-MP0W | MSABF-36HRFNX-MQ0W | 8.5 | 17.5 | 8.7 | No | N/A | 2 | 500 | 700 | 100 | 300 | 2025-01-01
206390864 | MDV | MOX230-17HDN1-MP0W | MSAFC-17HRDN1-MP0W | 9.9 | 18.3 | 8.7 | No | N/A | 2 | 500 | 700 | 100 | 300 | 2025-01-01
206396013 | MDV | MOB30-12HFN1-BV0W | MSEPB-12HRFN1-BW0W | 11.3 | 19.8 | 8.5 | No | N/A | 2 | 500 | 700 | 100 | 300 | 2025-01-01
206396017 | MDV | MOB30-12HFN1-MV0W | MSEPB-12HRFN1-MW5W(GA) | 11.7 | 20.3 | 8.5 | Yes | No | 2 | 500 | 700 | 100 | 300 | 2025-01-01
206361859 | MDV | MOX430-18HFN1-MT8W | MSAG11D-18HRFN1-MT8W | 13.5 | 24 | 10.5 | Yes | Both | 4 | 700 | 900 | 150 | 350 | 2025-01-01
206361860 | MDV | MOX330-09HFN1-MY5W | MSAG11B-09HRFN1-MX7W(GA) | 15.8 | 26.4 | 11.6 | Yes | Both | 4 | 700 | 900 | 150 | 350 | 2025-01-01
206361861 | MDV | MOX330-12HFN1-MW5W | MSAG11B-12HRFN1-MV0W(GA) | 13 | 23.1 | 10.5 | Yes | Both | 4 | 700 | 900 | 150 | 350 | 2025-01-01
206361862 | MDV | MOX430-17HFN1-MT0W | MSAG11D-18HRFN1-MT8W | 13 | 22 | 10.6 | Yes | Both | 4 | 700 | 900 | 150 | 350 | 2025-01-01
206361863 | MDV | MOD30-24HFN1-MU0W | MSAG11D-23HRFN1-MU0W | 12.5 | 22.3 | 10.3 | Yes | Both | 4 | 700 | 900 | 150 | 350 | 2025-01-01
206361864 | MDV | MOX230-12HFN1-BW0W | MSAG11B-12HRFN1-BU5W | 12.5 | 22.7 | 10.4 | Yes | No | 4 | 700 | 900 | 150 | 350 | 2025-01-01
206361866 | MDV | MOX230-12HFN1-MV5W | MSAG11B-12HRFN1-MV0W(GA) | 13 | 23.1 | 10.8 | Yes | Both | 4 | 700 | 900 | 150 | 350 | 2025-01-01
206361867 | MDV | MOD33-24HFN1-MT0W | MSAG11D-23HRFN1-MU0W | 13 | 21 | 8.5 | Yes | No | 2 | 500 | 700 | 100 | 300 | 2025-01-01
205993844 | MDV | MOX230-12HFN1-BW0W | MSEPB-12HRFN1-BW0W | 13 | 23.5 | 10 | Yes | No | 4 | 700 | 900 | 150 | 350 | 2025-01-01
205993845 | MDV | MOX330-09HFN1-MY5W | MSEPB-09HRFN1-MY5W(GA) | 16.2 | 28.1 | 11.5 | Yes | Both | 4 | 700 | 900 | 150 | 350 | 2025-01-01
205993846 | MDV | MOX330-12HFN1-MW5W | MSEPB-12HRFN1-MW5W(GA) | 14 | 25.5 | 10.4 | Yes | Both | 4 | 700 | 900 | 150 | 350 | 2025-01-01
205993847 | MDV | MOD30-30HFN1-MS0W | MSEPD-30HRFN1-MS8W | 11.5 | 20 | 9.2 | Yes | No | 3 | 600 | 800 | 150 | 350 | 2025-01-01
205993852 | MDV | MOX330-09HFN1-MY5W | CS11M-09HRFN1-MX0W(A) | 15.6 | 25 | 11 | Yes | No | 4 | 700 | 900 | 150 | 350 | 2025-01-01
205993853 | MDV | MOX330-12HFN1-MW5W | CS11M-12HRFN1-MU5W | 13.5 | 23.6 | 9.5 | Yes | Both | 3 | 600 | 800 | 150 | 350 | 2025-01-01
205993854 | MDV | MOX430-17HFN1-MT0W | MSEPC-18HRFN1-MU0W | 12.5 | 21.5 | 11.3 | Yes | Both | 4 | 700 | 900 | 150 | 350 | 2025-01-01
205993855 | MDV | MOD30-24HFN1-MU0W | MSEPD-24HRFN1-MU0W | 13 | 21.5 | 11.4 | Yes | Both | 4 | 700 | 900 | 150 | 350 | 2025-01-01
206143045 | MDV | MOD30U-36HFN1-MP0 | MUE-36HRFN1-M(C) | 8 | 17 | 8.8 | No | N/A | 2 | 500 | 700 | 100 | 300 | 2025-01-01
206143046 | MDV | MOD30U-36HFN1-MP0 | MCD-36HRFN1-M(C) | 9 | 17.6 | 9.2 | No | N/A | 3 | 600 | 800 | 150 | 350 | 2025-01-01
206143047 | MDV | MOD30U-36HFN1-MP0 | MTI-36HWFN1-M | 8.8 | 15.8 | 8.8 | No | N/A | 2 | 500 | 700 | 100 | 300 | 2025-01-01
206143048 | MDV | MOE30U-48HFN1-MP0 | MUE-48HRFN1-M(C) | 9 | 18 | 9 | No | N/A | 3 | 600 | 800 | 150 | 350 | 2025-01-01
206143049 | MDV | MOE30U-48HFN1-MP0 | MCD-48HRFN1-M(D) | 9.5 | 17 | 8.8 | No | N/A | 2 | 500 | 700 | 100 | 300 | 2025-01-01
206330118 | MDV | MOX230-09HFN1-MW5W | MCA3U-09HRFN1-M(C) | 13 | 20 | 10 | Yes | Both | 4 | 700 | 900 | 150 | 350 | 2025-01-01
206330119 | MDV | MOX230-12HFN1-MV5W | MCA3U-12HRFN1-M(C) | 14 | 22.7 | 10 | Yes | No | 4 | 700 | 900 | 150 | 350 | 2025-01-01
206330120 | MDV | MOD33-24HFN1-MT0W | MUEU-24HRFN1-M(C) | 12.5 | 21.2 | 10.3 | Yes | Both | 4 | 700 | 900 | 150 | 350 | 2025-01-01
206330121 | MDV | MOX230-09HFN1-MW5W | MTIU-09HWFN1-M | 12.5 | 19.2 | 10.2 | Yes | Both | 4 | 700 | 900 | 150 | 350 | 2025-01-01
206330122 | MDV | MOX330-09HFN1-MY5W | MCA3U-09HRFN1-M(C) | 13 | 20.5 | 10.3 | Yes | Both | 4 | 700 | 900 | 150 | 350 | 2025-01-01
206330123 | MDV | MOX330-09HFN1-MY5W | MTIU-09HWFN1-M | 13.2 | 20.2 | 12 | Yes | Both | 4 | 700 | 900 | 150 | 350 | 2025-01-01
206330124 | MDV | MOX230-12HFN1-MV5W | MTIU-12HWFN1-M | 11.7 | 19 | 10.3 | Yes | Both | 4 | 700 | 900 | 150 | 350 | 2025-01-01
206330125 | MDV | MOX230-12HFN1-MV5W | MFAU-12HRFN1-M(C) | 13 | 22.7 | 10.2 | Yes | Both | 4 | 700 | 900 | 150 | 350 | 2025-01-01
206330126 | MDV | MOX330-12HFN1-MW5W | MCA3U-12HRFN1-M(C) | 12.7 | 22.3 | 10.2 | Yes | Both | 4 | 700 | 900 | 150 | 350 | 2025-01-01
206330127 | MDV | MOX330-12HFN1-MW5W | MTIU-12HWFN1-M | 11.7 | 19.5 | 10 | Yes | Both | 4 | 700 | 900 | 150 | 350 | 2025-01-01
206330128 | MDV | MOX330-12HFN1-MW5W | MFAU-12HRFN1-M(C) | 13 | 23.6 | 10 | Yes | Both | 4 | 700 | 900 | 150 | 350 | 2025-01-01
206330129 | MDV | MOX430-17HFN1-MT0W | MTIU-18HWFN1-M | 11.7 | 18 | 9.5 | Yes | Both | 3 | 600 | 800 | 150 | 350 | 2025-01-01
206330130 | MDV | MOX430-17HFN1-MT0W | MUEU-18HRFN1-M(C) | 12.5 | 20.5 | 9.8 | Yes | Both | 3 | 600 | 800 | 150 | 350 | 2025-01-01
206330131 | MDV | MOX430-17HFN1-MT0W | MCA3U-18HRFN1-M(C) | 12.5 | 20 | 9.5 | Yes | Both | 3 | 600 | 800 | 150 | 350 | 2025-01-01
206330133 | MDV | MOD33-24HFN1-MT0W | MTIU-24HWFN1-M | 12.5 | 19 | 11.2 | Yes | Both | 4 | 700 | 900 | 150 | 350 | 2025-01-01
206330134 | MDV | MOD30-24HFN1-MU0W | MUEU-24HRFN1-M(C) | 11.7 | 20.5 | 11 | Yes | Both | 4 | 700 | 900 | 150 | 350 | 2025-01-01
206330136 | MDV | MOD30-24HFN1-MU0W | MTIU-24HWFN1-M | 12 | 19.2 | 10.5 | Yes | Both | 4 | 700 | 900 | 150 | 350 | 2025-01-01
205552875 | MDV | MOX130-09HFN1-MP0W | MSAFB-09HRDN1-MP0W | 10.5 | 18.5 | 8.8 | Yes | Yes | 2 | 500 | 700 | 100 | 300 | 2025-01-01
205746254 | MDV | MOX430-17HFN1-MT0W | CS11M-18HRFN1-MT0W | 12.5 | 19.4 | 10 | Yes | No | 4 | 700 | 900 | 150 | 350 | 2025-01-01
205746255 | MDV | MOD30-24HFN1-MU0W | CS11M-23HRFN1-MT0W | 11.7 | 18.9 | 10.4 | Yes | Both | 4 | 700 | 900 | 150 | 350 | 2025-01-01
205767334 | MDV | MOE30U-36HFN1-M-[X] | MUE-36HRFN1-M(C) | 8.5 | 17.5 | 9 | No | N/A | 3 | 600 | 800 | 150 | 350 | 2025-01-01
205767336 | MDV | MOE30U-36HFN1-M-[X] | MCD-36HRFN1-M(C) | 9.5 | 18 | 9 | No | N/A | 3 | 600 | 800 | 150 | 350 | 2025-01-01
205767337 | MDV | MOE30U-36HFN1-M-[X] | MTI-36HWFN1-M | 9 | 16.5 | 11 | Yes | Yes | 4 | 700 | 900 | 150 | 350 | 2025-01-01
205417817 | MDV | MOBA30-09HFN1-MT0W | MSABB-09HRFN1-MT0W | 14 | 21.2 | 9.9 | Yes | No | 3 | 600 | 800 | 150 | 350 | 2025-01-01
205262850 | MDV | MOX130-12HFN1-MP0W | MSAFB-12HRDN1-MP0W | 8.8 | 17.6 | 8.8 | No | N/A | 2 | 500 | 700 | 100 | 300 | 2025-01-01
205262851 | MDV | MOX230-17HFN1-MP0W | MSAFC-17HRDN1-MP0W | 9.9 | 18.3 | 8.7 | No | N/A | 2 | 500 | 700 | 100 | 300 | 2025-01-01
204829817 | MDV | MOE30U-48HFN1-M-[X] | MCD-48HRFN1-M(D) | 8.3 | 16.5 | 9.8 | No | N/A | 3 | 600 | 800 | 150 | 350 | 2025-01-01
204829818 | MDV | MOE30U-48HFN1-M-[X] | MUE-48HRFN1-M(C) | 8.2 | 17 | 9.2 | No | N/A | 3 | 600 | 800 | 150 | 350 | 2025-01-01
204711117 | MDV | MOCA30-18HFN1-MT0Q1W | MSABE-18HRFN1-MT0Q1W | 12.5 | 19.8 | 9.6 | Yes | No | 3 | 600 | 800 | 150 | 350 | 2025-01-01
204711118 | MDV | MOD30-23HFN1-MT0Q1W | MSABE-23HRFN1-MT0Q1W | 12.5 | 20 | 9.3 | Yes | No | 3 | 600 | 800 | 150 | 350 | 2025-01-01
202576816 | MDV | MOBA30-09HFN1-BS0W | MSABA-09HRFN1-BS0W | 11.5 | 18.9 | 8.1 | No | N/A | 1 | 400 | 600 | 100 | 300 | 2025-01-01
202576817 | MDV | MOBA30-09HFN1-MS0W | MSABA-09HRFN1-MS0W | 11 | 18 | 9.1 | No | N/A | 3 | 600 | 800 | 150 | 350 | 2025-01-01
202576818 | MDV | MOB30-12HFN1-BS0W | MSABB-12HRFN1-BS0W | 10.5 | 19 | 8.3 | No | N/A | 1 | 400 | 600 | 100 | 300 | 2025-01-01
202576820 | MDV | MOB30-18HFN1-MS0W | MSABD-18HRFN1-MS0W | 11 | 18.7 | 8.1 | No | N/A | 1 | 400 | 600 | 100 | 300 | 2025-01-01
202415590 | MDV | MOD30-22HFN1-MW5W | MSAB2F-22HRFN1-MW5W | 13.7 | 23.5 | 10.5 | Yes | Both | 4 | 700 | 900 | 150 | 350 | 2025-01-01
202415591 | MDV | MOD30-18HFN1-MZ22W | MSAB2F-18HRFN1-MZ22W | 14.5 | 26.2 | 12 | Yes | Both | 4 | 700 | 900 | 150 | 350 | 2025-01-01
202147804 | MDV | MOB30-09HFN1-BX0W | MSABB-09HRFN1-BX0W | 15 | 23.7 | 8.6 | Yes | No | 2 | 500 | 700 | 100 | 300 | 2025-01-01
202160451 | MDV | MOB30-09HFN1-BV0W | MS11M-09HRFN1-BV0W | 15.5 | 25.3 | 8.3 | Yes | No | 1 | 400 | 600 | 100 | 300 | 2025-01-01
200059315 | MDV | MOBA30-12HFN1-MP0W | MSAEB-12HRFN1-MQ0W | 11.2 | 19.8 | 8.1 | No | N/A | 1 | 400 | 600 | 100 | 300 | 2025-01-01
200059317 | MDV | MOB30-18HFN1-MP0W | MSAEC-18HRDN1-MP0W | 11.2 | 18.1 | 8.3 | No | N/A | 1 | 400 | 600 | 100 | 300 | 2025-01-01
200059329 | MDV | MOCA30-09HFN1-MZA5W | CMSOP1B-09HRFN1-MZA5W | 15 | 26 | 12.5 | Yes | Both | 4 | 700 | 900 | 150 | 350 | 2025-01-01
200059331 | MDV | MOCA30-12HFN1-MZ50W | CMSOP1B-12HRFN1-MZ50W | 13.5 | 24 | 9.5 | Yes | Both | 3 | 600 | 800 | 150 | 350 | 2025-01-01
200059281 | MDV | MOCA30-09HFN1-MZA5W | MSOP1B-09HRFN1-MZA5W | 15 | 26 | 12.5 | Yes | Both | 4 | 700 | 900 | 150 | 350 | 2025-01-01
200059283 | MDV | MOCA30-12HFN1-MZ50W | MSOP1B-12HRFN1-MZ50W | 13.5 | 24 | 9.5 | Yes | Both | 3 | 600 | 800 | 150 | 350 | 2025-01-01
200059285 | MDV | MOE30U-60HFN1-M | MHG-60HWFN1-MW | 9 | 15.4 | 8.4 | No | N/A | 1 | 400 | 600 | 100 | 300 | 2025-01-01
200059287 | MDV | MOE30U-60HFN1-M | MUE-60HRFN1-MW | 9.8 | 18 | 9.4 | No | N/A | 3 | 600 | 800 | 150 | 350 | 2025-01-01
200059289 | MDV | MOB30-09HFN1-MX0W | MTIU-09HWFN1-M | 12.1 | 18.5 | 11.5 | Yes | Both | 4 | 700 | 900 | 150 | 350 | 2025-01-01
200059291 | MDV | MOBA30-09HFN1-MT0W | MTIU-09HWFN1-M | 12.1 | 18.7 | 9.8 | Yes | Both | 3 | 600 | 800 | 150 | 350 | 2025-01-01
200059293 | MDV | MOB30-12HFN1-MV0W | MTIU-12HWFN1-M | 11.7 | 19 | 10 | Yes | Both | 4 | 700 | 900 | 150 | 350 | 2025-01-01
200059295 | MDV | MOB30-12HFN1-MT0W | MTIU-12HWFN1-M | 11.7 | 19 | 10 | Yes | Both | 4 | 700 | 900 | 150 | 350 | 2025-01-01
200059297 | MDV | MOCA31-18HFN1-MT0W | MTIU-18HWFN1-M | 11.7 | 18.5 | 9.2 | Yes | No | 3 | 600 | 800 | 150 | 350 | 2025-01-01
200059299 | MDV | MOD31-24HFN1-MT0W | MTIU-24HWFN1-M | 11.7 | 19 | 10 | Yes | Both | 4 | 700 | 900 | 150 | 350 | 2025-01-01
214605984 | MDV | MOX230-12HFN8-QRD6GW | MSXTBU-12HRFN8-QRD6GW | 12.5 | 25.5 | 10 | No | N/A | 4 | 700 | 900 | 150 | 350 | 2025-01-01
205262848 | MDV | MOX130-09HFN1-BP0W | MSAFA-09HRDN1-BP0W | 10.1 | 17 | 9 | No | N/A | 3 | 600 | 800 | 150 | 350 | 2025-01-01
205262849 | MDV | MOX130-12HFN1-BP0W | MSAFB-12HRDN1-BP0W | 8.8 | 17.4 | 8.7 | No | N/A | 2 | 500 | 700 | 100 | 300 | 2025-01-01
9101401 | MDV | MOBA30-09HFN1-MT0W | CS11M-09HRFN1-MX0W(A) | 14.9 | 21.8 | 9.3 | Yes | Both | 3 | 600 | 800 | 150 | 350 | 2025-01-01
9101402 | MDV | MOB30-12HFN1-MT0W | CS11M-12HRFN1-MU5W | 13.7 | 22.3 | 8.8 | Yes | Both | 2 | 500 | 700 | 100 | 300 | 2025-01-01
9101403 | MDV | MOCA31-18HFN1-MT0W | CS11M-18HRFN1-MT0W | 13 | 20 | 8.3 | Yes | No | 1 | 400 | 600 | 100 | 300 | 2025-01-01
9101404 | MDV | MOD31-24HFN1-MT0W | CS11M-23HRFN1-MT0W | 13.7 | 19.8 | 9.3 | Yes | No | 3 | 600 | 800 | 150 | 350 | 2025-01-01
8719215 | MDV | MOCA31-18HFN1-MT0W | MSABE-18HRFN1-MT0W | 13 | 19.9 | 8.1 | Yes | No | 1 | 400 | 600 | 100 | 300 | 2025-01-01
8735962 | MDV | MOB30-09HFN1-MX0W | CCA3U-09HRFN1-M(C) | 13 | 20 | 9.4 | Yes | No | 3 | 600 | 800 | 150 | 350 | 2025-01-01
8738631 | MDV | MOB30-12HFN1-BV0W | MS11M-12HRFN1-BV0W | 13 | 21.2 | 8.5 | Yes | No | 2 | 500 | 700 | 100 | 300 | 2025-01-01
8739924 | MDV | MOCA30-18HFN1-MT0W | CCA3U-18HRFN1-M(C) | 12.5 | 20 | 9.8 | Yes | No | 3 | 600 | 800 | 150 | 350 | 2025-01-01
8739925 | MDV | MOCA30-18HFN1-MT0W | MUEU-18HRFN1-M(C) | 12.5 | 19.9 | 9.9 | Yes | No | 3 | 600 | 800 | 150 | 350 | 2025-01-01
8739926 | MDV | MOD30-24HFN1-MT0W | MCDU-24HRFN1-M(C) | 11 | 20 | 9.6 | Yes | No | 3 | 600 | 800 | 150 | 350 | 2025-01-01
8739927 | MDV | MOD30-24HFN1-MT0W | MUEU-24HRFN1-M(C) | 11.5 | 20 | 10 | Yes | No | 4 | 700 | 900 | 150 | 350 | 2025-01-01
8739929 | MDV | MOB30-12HFN1-MT0W | CFAU-12HRFN1-M(C) | 13 | 20.5 | 8.8 | Yes | No | 2 | 500 | 700 | 100 | 300 | 2025-01-01
8740664 | MDV | MOB30-12HFN1-MV0W | CCA3U-12HRFN1-M(C) | 12.5 | 19.5 | 9.3 | Yes | No | 3 | 600 | 800 | 150 | 350 | 2025-01-01
8740665 | MDV | MOB30-12HFN1-MV0W | CFAU-12HRFN1-M(C) | 12.5 | 19.4 | 9.4 | Yes | No | 3 | 600 | 800 | 150 | 350 | 2025-01-01
8740671 | MDV | MOCA31-18HFN1-MT0W | CCA3U-18HRFN1-M(C) | 12.5 | 20 | 9.1 | Yes | No | 3 | 600 | 800 | 150 | 350 | 2025-01-01
8740672 | MDV | MOCA31-18HFN1-MT0W | MUEU-18HRFN1-M(C) | 12.5 | 20 | 8.9 | Yes | No | 2 | 500 | 700 | 100 | 300 | 2025-01-01
8740675 | MDV | MOD31-24HFN1-MT0W | MUEU-24HRFN1-M(C) | 12.5 | 20 | 9.4 | Yes | No | 3 | 600 | 800 | 150 | 350 | 2025-01-01
8740676 | MDV | MOD30U-36HFN1-M | MCD-36HRFN1-M(C) | 9 | 17.5 | 9.3 | No | N/A | 3 | 600 | 800 | 150 | 350 | 2025-01-01
8740678 | MDV | MOD30U-36HFN1-M | MUE-36HRFN1-M(C) | 8 | 16 | 10 | No | N/A | 4 | 700 | 900 | 150 | 350 | 2025-01-01
8779030 | MDV | MOB32-09HFN1-MX0W | CS11M-09HRFN1-MX0W(A) | 14.5 | 23.1 | 9.9 | Yes | No | 3 | 600 | 800 | 150 | 350 | 2025-01-01
8779033 | MDV | MOB32-12HFN1-MV0W | CS11M-12HRFN1-MU5W | 12.5 | 19.9 | 9.1 | Yes | No | 3 | 600 | 800 | 150 | 350 | 2025-01-01
8779038 | MDV | MOCA32-18HFN1-MT0W | CS11M-18HRFN1-MT0W | 12.5 | 19.4 | 8.9 | Yes | No | 2 | 500 | 700 | 100 | 300 | 2025-01-01
8779065 | MDV | MOD32-24HFN1-MT0W | CS11M-23HRFN1-MT0W | 12.5 | 20 | 9.5 | Yes | No | 3 | 600 | 800 | 150 | 350 | 2025-01-01
8819859 | MDV | MOE30U-48HFN1-M | MCD-48HRFN1-M(D) | 9.5 | 16.8 | 9 | No | N/A | 3 | 600 | 800 | 150 | 350 | 2025-01-01
8687735 | MDV | MOB30-12HFN1-MT0W | MSABB-12HRFN1-MT0W | 13 | 21.3 | 8.4 | Yes | No | 1 | 400 | 600 | 100 | 300 | 2025-01-01
8687736 | MDV | MOB30-12HFN1-BT0W | MSABB-12HRFN1-BT0W | 12.5 | 20.1 | 8.2 | Yes | No | 1 | 400 | 600 | 100 | 300 | 2025-01-01
8704431 | MDV | MOB30-09HFN1-MX0W | CS11M-09HRFN1-MX0W(A) | 14.5 | 23.1 | 9.9 | Yes | No | 3 | 600 | 800 | 150 | 350 | 2025-01-01
8704432 | MDV | MOB30-12HFN1-MV0W | CS11M-12HRFN1-MU5W | 13 | 19.9 | 9.1 | Yes | No | 3 | 600 | 800 | 150 | 350 | 2025-01-01
8704433 | MDV | MOCA30-18HFN1-MT0W | CS11M-18HRFN1-MT0W | 12.5 | 19.4 | 8.9 | Yes | No | 2 | 500 | 700 | 100 | 300 | 2025-01-01
8704434 | MDV | MOD30-24HFN1-MT0W | CS11M-23HRFN1-MT0W | 13 | 20 | 9.5 | Yes | No | 3 | 600 | 800 | 150 | 350 | 2025-01-01
8819860 | MDV | MOE30U-48HFN1-M | MUE-48HRFN1-M(C) | 9.3 | 17.8 | 9 | No | N/A | 3 | 600 | 800 | 150 | 350 | 2025-01-01
10028966 | MDV | MOD30-24HFN1-MT0W* | MTIU-24HWFN1-M | 11.7 | 19.2 | 10.5 | Yes | Both | 4 | 700 | 900 | 150 | 350 | 2025-01-01
214861923 | MDV | MOX230-06HFN10-M1X | MTIM-12HWFN10-M1 | 14.5 | 21.5 | 13.8 | Yes | Both | 4 | 700 | 900 | 150 | 350 | 2025-01-01
214861924 | MDV | MOX330-09HFN10-M1X | MTIM-12HWFN10-M1 | 13.5 | 21.5 | 12.5 | Yes | Both | 4 | 700 | 900 | 150 | 350 | 2025-01-01
214861925 | MDV | MOX330-09HFN10-M1X | MTJ-09HWFN10-M1 | 14 | 20.6 | 13.8 | Yes | Both | 4 | 700 | 900 | 150 | 350 | 2025-01-01
214861926 | MDV | MOX330-09HFN10-M1X | MTJM-12HWFN10-M1 | 14 | 20.6 | 13.8 | Yes | Both | 4 | 700 | 900 | 150 | 350 | 2025-01-01
214861927 | MDV | MOX330-12HFN10-M1X | MTJM-12HWFN10-M1 | 12 | 20.2 | 10.6 | Yes | Both | 4 | 700 | 900 | 150 | 350 | 2025-01-01
214861928 | MDV | MOX430-18HFN10-M1X | MTJ-18HWFN10-M1 | 12.1 | 18.5 | 11.1 | Yes | Both | 4 | 700 | 900 | 150 | 350 | 2025-01-01
214861929 | MDV | MOX230-09HFN10-M1 | MTIM-12HWFN10-M1 | 12.8 | 19.6 | 11 | Yes | Both | 4 | 700 | 900 | 150 | 350 | 2025-01-01
214861930 | MDV | MOX230-09HFN10-M1 | MTJ-09HWFN10-M1 | 13 | 19.8 | 11.5 | Yes | Both | 4 | 700 | 900 | 150 | 350 | 2025-01-01
214861931 | MDV | MOX230-09HFN10-M1 | MTJM-12HWFN10-M1 | 13 | 19.8 | 11.5 | Yes | Both | 4 | 700 | 900 | 150 | 350 | 2025-01-01
214861932 | MDV | MOX230-12HFN10-M1 | MTJM-12HWFN10-M1 | 12 | 19.5 | 10.5 | Yes | Both | 4 | 700 | 900 | 150 | 350 | 2025-01-01
214861933 | MDV | MOX430-18HFN10-M1 | MTJ-18HWFN10-M1 | 13.3 | 20 | 11.4 | Yes | Both | 4 | 700 | 900 | 150 | 350 | 2025-01-01
214861934 | MDV | MOX230-06HFN10-M1X | MTI-06HWFN10-M1-D | 14.4 | 21.4 | 13.8 | Yes | Both | 4 | 700 | 900 | 150 | 350 | 2025-01-01
214861935 | MDV | MOX230-06HFN10-M1X | MTIM-12HWFN10-M1-D | 14.4 | 21.4 | 13.8 | Yes | Both | 4 | 700 | 900 | 150 | 350 | 2025-01-01
214861936 | MDV | MOX330-09HFN10-M1X | MTI-09HWFN10-M1-D | 13.4 | 21.4 | 12.5 | Yes | Both | 4 | 700 | 900 | 150 | 350 | 2025-01-01
214861937 | MDV | MOX330-09HFN10-M1X | MTIM-12HWFN10-M1-D | 13.4 | 21.4 | 12.5 | Yes | Both | 4 | 700 | 900 | 150 | 350 | 2025-01-01
214861938 | MDV | MOX330-09HFN10-M1X | MTJ-09HWFN10-M1-D | 14 | 20.5 | 13.8 | Yes | Both | 4 | 700 | 900 | 150 | 350 | 2025-01-01
214861939 | MDV | MOX330-09HFN10-M1X | MTJM-12HWFN10-M1-D | 14 | 20.5 | 13.8 | Yes | Both | 4 | 700 | 900 | 150 | 350 | 2025-01-01
214861940 | MDV | MOX330-12HFN10-M1X | MTIM-12HWFN10-M1-D | 12 | 20 | 10 | Yes | Both | 4 | 700 | 900 | 150 | 350 | 2025-01-01
214861941 | MDV | MOX330-12HFN10-M1X | MTJM-12HWFN10-M1-D | 12 | 20 | 10.6 | Yes | Both | 4 | 700 | 900 | 150 | 350 | 2025-01-01
214861942 | MDV | MOX430-18HFN10-M1X | MTI-18HWFN10-M1-D | 12 | 18 | 10.5 | Yes | Both | 4 | 700 | 900 | 150 | 350 | 2025-01-01
214861943 | MDV | MOX430-18HFN10-M1X | MTJ-18HWFN10-M1-D | 12 | 18.4 | 11.1 | Yes | Both | 4 | 700 | 900 | 150 | 350 | 2025-01-01
214861944 | MDV | MOD30-24HFN10-M1X | MTJ-24HWFN10-M1-D | 12 | 19 | 11.7 | Yes | Both | 4 | 700 | 900 | 150 | 350 | 2025-01-01
214861945 | MDV | MOX230-09HFN10-M1 | MTI-09HWFN10-M1-D | 12.8 | 19.5 | 11 | Yes | Both | 4 | 700 | 900 | 150 | 350 | 2025-01-01
214861946 | MDV | MOX230-09HFN10-M1 | MTIM-12HWFN10-M1-D | 12.8 | 19.5 | 11 | Yes | Both | 4 | 700 | 900 | 150 | 350 | 2025-01-01
214861947 | MDV | MOX230-09HFN10-M1 | MTJ-09HWFN10-M1-D | 13 | 19.7 | 11.5 | Yes | Both | 4 | 700 | 900 | 150 | 350 | 2025-01-01
214861948 | MDV | MOX230-09HFN10-M1 | MTJM-12HWFN10-M1-D | 13 | 19.7 | 11.5 | Yes | Both | 4 | 700 | 900 | 150 | 350 | 2025-01-01
214861949 | MDV | MOX230-12HFN10-M1 | MTIM-12HWFN10-M1-D | 11.7 | 19 | 10.2 | Yes | Both | 4 | 700 | 900 | 150 | 350 | 2025-01-01
214861950 | MDV | MOX230-12HFN10-M1 | MTJM-12HWFN10-M1-D | 12 | 19.5 | 10.5 | Yes | Both | 4 | 700 | 900 | 150 | 350 | 2025-01-01
214861951 | MDV | MOX430-18HFN10-M1 | MTI-18HWFN10-M1-D | 12.5 | 20 | 10.5 | Yes | Both | 4 | 700 | 900 | 150 | 350 | 2025-01-01
214861952 | MDV | MOX430-18HFN10-M1 | MTJ-18HWFN10-M1-D | 13.3 | 20 | 11.3 | Yes | Both | 4 | 700 | 900 | 150 | 350 | 2025-01-01
214861953 | MDV | MOD30-24HFN10-M1 | MTJ-24HWFN10-M1-D | 12.5 | 19 | 11 | Yes | Both | 4 | 700 | 900 | 150 | 350 | 2025-01-01
214861954 | MDV | MOX630-36HFN10-M2X | MTJ-36HWFN10-M2-D | 12 | 17.7 | 11.1 | Yes | Both | 4 | 700 | 900 | 150 | 350 | 2025-01-01
214861955 | MDV | MOE30-48HFN10-M2X | MTJ-48HWFN10-M2-D | 10.4 | 16.7 | 10.8 | Yes | Yes | 4 | 700 | 900 | 150 | 350 | 2025-01-01
214861956 | MDV | MOD30-36HFN10-M2 | MTJ-36HWFN10-M2-D | 10.1 | 18.7 | 10.2 | No | N/A | 4 | 700 | 900 | 150 | 350 | 2025-01-01
214861957 | MDV | MOE30-48HFN10-M2 | MTJ-48HWFN10-M2-D | 10 | 17.1 | 9.8 | Yes | Yes | 3 | 600 | 800 | 150 | 350 | 2025-01-01
214861958 | MDV | MOE30-60HFN10-M2X | MHJ-60HWFN10-M2-D | 10.2 | 15.8 | 10.4 | Yes | Yes | 2 | 500 | 700 | 100 | 300 | 2025-01-01
214861959 | MDV | MOE30-60HFN10-M2 | MHJ-60HWFN10-M2-D | 10 | 17 | 9.7 | No | N/A | 3 | 600 | 800 | 150 | 350 | 2025-01-01
216032441 | MDV | MOX230-09HFN10-M1 | MSAB3BM-12HRFN10-M1 | 14.4 | 24.6 | 13 | Yes | Both | 4 | 700 | 900 | 150 | 350 | 2025-01-01
216032442 | MDV | MOX230-09HFN10-M1 | MSAG11BM-12HRFN10-M1 | 14.7 | 24.6 | 13 | Yes | Both | 4 | 700 | 900 | 150 | 350 | 2025-01-01
216032443 | MDV | MOD30-30HFN10-M1E | MSAB3FM-36HRFN10-M1E | 11 | 20 | 9.2 | Yes | No | 3 | 600 | 800 | 150 | 350 | 2025-01-01
216032444 | MDV | MOX230-09HFN10-M1 | MSEPBM-12HRFN10-M1 | 14.9 | 25.8 | 12.5 | Yes | Both | 4 | 700 | 900 | 150 | 350 | 2025-01-01
216032445 | MDV | MOD30-30HFN10-M1E | MSAG11FM-36HRFN10-M1E | 12 | 22.3 | 9 | Yes | No | 3 | 600 | 800 | 150 | 350 | 2025-01-01
216032446 | MDV | MOD30-30HFN10-M1E | MSEPDM-36HRFN10-M1E | 12 | 20.5 | 9.5 | Yes | No | 3 | 600 | 800 | 150 | 350 | 2025-01-01
216021086 | MDV | MOX330-12HFPN10-M1X | MCBM-12HRFPN10-M1 | 12.5 | 22.2 | 10.8 | Yes | Both | 4 | 700 | 900 | 150 | 350 | 2025-01-01
216021087 | MDV | MOX430-18HFPN10-M1X | MCB-18HRFPN10-M1 | 12.5 | 19.8 | 12.2 | Yes | Both | 4 | 700 | 900 | 150 | 350 | 2025-01-01
216021088 | MDV | MOX430-18HFPN10-M1 | MCB-18HRFPN10-M1 | 12.5 | 21.4 | 11.5 | Yes | Both | 4 | 700 | 900 | 150 | 350 | 2025-01-01
216021098 | MDV | MOX430-18HFPN10-M1X | MSAB3E-18HRFPN10-M1 | 12.5 | 21.2 | 11 | Yes | Both | 4 | 700 | 900 | 150 | 350 | 2025-01-01
216021099 | MDV | MOX330-12HFPN10-M1X | MSAB3B-12HRFPN10-M1 | 12.8 | 23.5 | 10 | Yes | Both | 4 | 700 | 900 | 150 | 350 | 2025-01-01
216021100 | MDV | MOX430-24HFPN10-M1E | MSAG11D-24HRFPN10-M1E | 9.7 | 18.9 | 8.7 | No | N/A | 2 | 500 | 700 | 100 | 300 | 2025-01-01
216021101 | MDV | MOX230-17HFPN10-M1E | MSAG11C-17HRFPN10-M1E | 9.8 | 20 | 8.5 | No | N/A | 2 | 500 | 700 | 100 | 300 | 2025-01-01
216021102 | MDV | MOX130-09HFPN10-B1E | MSAG11A-09HRFPN10-B1E | 11.3 | 20.2 | 9.2 | Yes | No | 3 | 600 | 800 | 150 | 350 | 2025-01-01
216021103 | MDV | MOX130-12HFPN10-B1E | MSAG11B-12HRFPN10-B1E | 9 | 19.5 | 9.3 | No | N/A | 3 | 600 | 800 | 150 | 350 | 2025-01-01
216021104 | MDV | MOX230-09HFPN10-B1 | MSAB3B-09HRFPN10-B1 | 14 | 23.6 | 11.5 | Yes | Both | 4 | 700 | 900 | 150 | 350 | 2025-01-01
216021105 | MDV | MOX230-12HFPN10-B1 | MSAB3B-12HRFPN10-B1 | 12.5 | 23.5 | 10.2 | Yes | Both | 4 | 700 | 900 | 150 | 350 | 2025-01-01
216021106 | MDV | MOX430-18HFPN10-M1 | MSAB3E-18HRFPN10-M1 | 13.7 | 22.5 | 11.5 | Yes | Both | 4 | 700 | 900 | 150 | 350 | 2025-01-01
216021107 | MDV | MOD30-23HFPN10-M1 | MSAB3E-23HRFPN10-M1 | 12.7 | 22.7 | 9.5 | Yes | No | 3 | 600 | 800 | 150 | 350 | 2025-01-01
216021108 | MDV | MOD30-36HFPN10-M1 | MSAB3F-36HRFPN10-M1 | 8.5 | 18 | 8.5 | No | N/A | 2 | 500 | 700 | 100 | 300 | 2025-01-01
215865890 | MDV | MOX230-06HFN10-M1 | MSEPB-06HRFN10-M1 | 18.1 | 25.7 | 12.8 | Yes | Both | 4 | 700 | 900 | 150 | 350 | 2025-01-01
216018272 | MDV | MOX430-15HFN10-M1X | MSEPC-15HRFN10-M1-D | 13.5 | 22.2 | 11.5 | Yes | Both | 4 | 700 | 900 | 150 | 350 | 2025-01-01
216018273 | MDV | MOX130-09HFN1-BP0W | MSAFB-09HRDN1-BP0W | 11.4 | 19.5 | 9.5 | Yes | No | 3 | 600 | 800 | 150 | 350 | 2025-01-01
214855409 | MDV | MOX330-09HFN10-M1X | MTI-09HWFN10-M1 | 13.5 | 21.5 | 12.5 | Yes | Both | 4 | 700 | 900 | 150 | 350 | 2025-01-01
214855410 | MDV | MOX330-12HFN10-M1X | MCBM-12HRFN10-M1 | 13 | 23 | 10.2 | Yes | Both | 4 | 700 | 900 | 150 | 350 | 2025-01-01
214855411 | MDV | MOX330-12HFN10-M1X | MCA4M-12HRFN10-M1 | 12.7 | 22.3 | 11.6 | Yes | Both | 4 | 700 | 900 | 150 | 350 | 2025-01-01
214855412 | MDV | MOX330-12HFN10-M1X | MFA2M-12HRFN10-M1 | 12.7 | 25 | 10.6 | Yes | Both | 4 | 700 | 900 | 150 | 350 | 2025-01-01
214855413 | MDV | MOX330-12HFN10-M1X | MTIM-12HWFN10-M1 | 12 | 20 | 10.2 | Yes | Both | 4 | 700 | 900 | 150 | 350 | 2025-01-01
214855414 | MDV | MOX430-18HFN10-M1X | MCB-18HRFN10-M1 | 12.5 | 20.7 | 12.2 | Yes | Both | 4 | 700 | 900 | 150 | 350 | 2025-01-01
214855415 | MDV | MOX430-18HFN10-M1X | MCA4-18HRFN10-M1 | 12.5 | 20 | 12.4 | Yes | Both | 4 | 700 | 900 | 150 | 350 | 2025-01-01
214855416 | MDV | MOX430-18HFN10-M1X | MFA2-16HRFN10-M1 | 12.5 | 20.2 | 10.3 | Yes | Both | 4 | 700 | 900 | 150 | 350 | 2025-01-01
214855417 | MDV | MOX430-18HFN10-M1X | MTI-18HWFN10-M1 | 12 | 18 | 10.8 | Yes | Both | 4 | 700 | 900 | 150 | 350 | 2025-01-01
214855418 | MDV | MOD30-24HFN10-M1X | MSEPD-24HRFN10-M1 | 13 | 21.2 | 13.5 | Yes | Both | 4 | 700 | 900 | 150 | 350 | 2025-01-01
214855419 | MDV | MOD30-24HFN10-M1X | MSAG11D-23HRFN10-M1 | 12.5 | 22.3 | 13.3 | Yes | Both | 4 | 700 | 900 | 150 | 350 | 2025-01-01
214855420 | MDV | MOD30-24HFN10-M1X | MTJ-24HWFN10-M1 | 12 | 19.2 | 11.7 | Yes | Both | 4 | 700 | 900 | 150 | 350 | 2025-01-01
214855421 | MDV | MOD30-33HFN10-M1X | MSEPD-33HRFN10-M1 | 12 | 19.6 | 10.5 | Yes | Both | 4 | 700 | 900 | 150 | 350 | 2025-01-01
214855422 | MDV | MOX230-09HFN10-B1 | MSAB3B-09HRFN10-B1 | 14 | 25 | 10 | Yes | Both | 4 | 700 | 900 | 150 | 350 | 2025-01-01
214855423 | MDV | MOX230-09HFN10-B1 | MSAG11B-09HRFN10-B1 | 15 | 24.5 | 10.7 | Yes | Both | 4 | 700 | 900 | 150 | 350 | 2025-01-01
214855424 | MDV | MOX230-09HFN10-B1 | MSEPB-09HRFN10-B1 | 14.5 | 25.5 | 10 | Yes | Both | 4 | 700 | 900 | 150 | 350 | 2025-01-01
214855425 | MDV | MOX230-12HFN10-B1 | MSAB3B-12HRFN10-B1 | 12.5 | 23.5 | 10.1 | Yes | No | 4 | 700 | 900 | 150 | 350 | 2025-01-01
214855426 | MDV | MOX230-12HFN10-B1 | MSAG11B-12HRFN10-B1 | 12.5 | 23.2 | 10.4 | Yes | No | 4 | 700 | 900 | 150 | 350 | 2025-01-01
214855427 | MDV | MOX230-12HFN10-B1 | MSEPB-12HRFN10-B1 | 13 | 23.5 | 9.5 | Yes | No | 3 | 600 | 800 | 150 | 350 | 2025-01-01
214855428 | MDV | MOX230-09HFN10-M1 | MSAB3B-09HRFN10-M1 | 14.4 | 24.6 | 13 | Yes | Both | 4 | 700 | 900 | 150 | 350 | 2025-01-01
214855429 | MDV | MOX230-09HFN10-M1 | MSAG11B-09HRFN10-M1 | 14.7 | 24.6 | 13 | Yes | Both | 4 | 700 | 900 | 150 | 350 | 2025-01-01
214855430 | MDV | MOX230-09HFN10-M1 | MSEPB-09HRFN10-M1 | 14.9 | 26 | 12.5 | Yes | Both | 4 | 700 | 900 | 150 | 350 | 2025-01-01
214855431 | MDV | MOX230-09HFN10-M1 | MCB-09HRFN10-M1 | 14.4 | 22.2 | 11.8 | Yes | Both | 4 | 700 | 900 | 150 | 350 | 2025-01-01
214855432 | MDV | MOX230-09HFN10-M1 | MCBM-12HRFN10-M1 | 14.4 | 22.2 | 11.8 | Yes | Both | 4 | 700 | 900 | 150 | 350 | 2025-01-01
214855433 | MDV | MOX230-09HFN10-M1 | MCA4-09HRFN10-M1 | 14.3 | 21.7 | 11.3 | Yes | Both | 4 | 700 | 900 | 150 | 350 | 2025-01-01
214855434 | MDV | MOX230-09HFN10-M1 | MCA4M-12HRFN10-M1 | 14.3 | 21.7 | 11.3 | Yes | Both | 4 | 700 | 900 | 150 | 350 | 2025-01-01
214855435 | MDV | MOX230-09HFN10-M1 | MFA2-09HRFN10-M1 | 16.3 | 26 | 13.9 | Yes | Both | 4 | 700 | 900 | 150 | 350 | 2025-01-01
214855436 | MDV | MOX230-09HFN10-M1 | MFA2M-12HRFN10-M1 | 16.3 | 26 | 13.9 | Yes | Both | 4 | 700 | 900 | 150 | 350 | 2025-01-01
214855437 | MDV | MOX230-09HFN10-M1 | MTI-09HWFN10-M1 | 12.8 | 19.6 | 11 | Yes | Both | 4 | 700 | 900 | 150 | 350 | 2025-01-01
214855438 | MDV | MOX230-12HFN10-M1 | MSAB3BM-12HRFN10-M1 | 12.2 | 23.1 | 10.2 | Yes | Both | 4 | 700 | 900 | 150 | 350 | 2025-01-01
214855439 | MDV | MOX230-12HFN10-M1 | MSAG11BM-12HRFN10-M1 | 12.2 | 23.1 | 11.5 | Yes | Both | 4 | 700 | 900 | 150 | 350 | 2025-01-01
214855440 | MDV | MOX230-12HFN10-M1 | MSEPBM-12HRFN10-M1 | 13.1 | 25.5 | 10.7 | Yes | Both | 4 | 700 | 900 | 150 | 350 | 2025-01-01
214855441 | MDV | MOX230-12HFN10-M1 | MCBM-12HRFN10-M1 | 12.3 | 22.2 | 10.1 | Yes | Both | 4 | 700 | 900 | 150 | 350 | 2025-01-01
214855442 | MDV | MOX230-12HFN10-M1 | MCA4M-12HRFN10-M1 | 12.5 | 21.2 | 10.4 | Yes | Both | 4 | 700 | 900 | 150 | 350 | 2025-01-01
214855443 | MDV | MOX230-12HFN10-M1 | MFA2M-12HRFN10-M1 | 12.7 | 24.7 | 11 | Yes | Both | 4 | 700 | 900 | 150 | 350 | 2025-01-01
214855444 | MDV | MOX230-12HFN10-M1 | MTIM-12HWFN10-M1 | 11.7 | 19 | 10.3 | Yes | Both | 4 | 700 | 900 | 150 | 350 | 2025-01-01
214855445 | MDV | MOX430-18HFN10-M1 | MSAB3E-18HRFN10-M1 | 13.5 | 23.7 | 11.9 | Yes | Both | 4 | 700 | 900 | 150 | 350 | 2025-01-01
214855446 | MDV | MOX430-18HFN10-M1 | MSAG11D-18HRFN10-M1 | 13.5 | 24 | 11.1 | Yes | Both | 4 | 700 | 900 | 150 | 350 | 2025-01-01
214855447 | MDV | MOX430-18HFN10-M1 | MSEPC-18HRFN10-M1 | 12.8 | 23.5 | 10.8 | Yes | Both | 4 | 700 | 900 | 150 | 350 | 2025-01-01
214855448 | MDV | MOX430-18HFN10-M1 | MCB-18HRFN10-M1 | 12.5 | 22.3 | 12.2 | Yes | Both | 4 | 700 | 900 | 150 | 350 | 2025-01-01
214855449 | MDV | MOX430-18HFN10-M1 | MCA4-18HRFN10-M1 | 12.5 | 20.8 | 11.4 | Yes | Both | 4 | 700 | 900 | 150 | 350 | 2025-01-01
214855450 | MDV | MOX430-18HFN10-M1 | MFA2-16HRFN10-M1 | 12.5 | 23.9 | 13.5 | Yes | Both | 4 | 700 | 900 | 150 | 350 | 2025-01-01
214855451 | MDV | MOX430-18HFN10-M1 | MTI-18HWFN10-M1 | 12.5 | 20 | 10.6 | Yes | Both | 4 | 700 | 900 | 150 | 350 | 2025-01-01
214855452 | MDV | MOD30-24HFN10-M1 | MSAB3E-24HRFN10-M1 | 12 | 21 | 9.5 | Yes | Both | 3 | 600 | 800 | 150 | 350 | 2025-01-01
214855453 | MDV | MOD30-24HFN10-M1 | MSAG11D-23HRFN10-M1 | 13 | 23.5 | 10 | Yes | Both | 4 | 700 | 900 | 150 | 350 | 2025-01-01
214855454 | MDV | MOD30-24HFN10-M1 | MSEPD-24HRFN10-M1 | 14 | 23.1 | 11.7 | Yes | Both | 4 | 700 | 900 | 150 | 350 | 2025-01-01
214855455 | MDV | MOD30-24HFN10-M1 | MTJ-24HWFN10-M1 | 12.5 | 19 | 11 | Yes | Both | 4 | 700 | 900 | 150 | 350 | 2025-01-01
214855456 | MDV | MOX230-09HFN10-B1E | MSAB3A-09HRFN10-B1E | 12.5 | 21.5 | 9 | Yes | No | 3 | 600 | 800 | 150 | 350 | 2025-01-01
214855457 | MDV | MOX230-09HFN10-B1E | MSAG11A-09HRFN10-B1E | 12.5 | 21.5 | 9.1 | Yes | Both | 3 | 600 | 800 | 150 | 350 | 2025-01-01
214855458 | MDV | MOX230-12HFN10-B1E | MSAB3B-12HRFN10-B1E | 10.1 | 21.2 | 8.7 | No | N/A | 2 | 500 | 700 | 100 | 300 | 2025-01-01
214855459 | MDV | MOX230-12HFN10-B1E | MSAG11B-12HRFN10-B1E | 10 | 21.4 | 8.7 | No | N/A | 2 | 500 | 700 | 100 | 300 | 2025-01-01
214855460 | MDV | MOX230-09HFN10-M1E | MSAB3A-09HRFN10-M1E | 12.6 | 21.2 | 9.1 | Yes | Both | 3 | 600 | 800 | 150 | 350 | 2025-01-01
214855461 | MDV | MOX230-09HFN10-M1E | MSAG11A-09HRFN10-M1E | 12.6 | 21.7 | 9.4 | Yes | Both | 3 | 600 | 800 | 150 | 350 | 2025-01-01
214855462 | MDV | MOX230-12HFN10-M1E | MSAB3B-12HRFN10-M1E | 10.8 | 21.3 | 9.1 | No | N/A | 3 | 600 | 800 | 150 | 350 | 2025-01-01
214855463 | MDV | MOX230-12HFN10-M1E | MSAG11B-12HRFN10-M1E | 10.8 | 21.4 | 9.2 | No | N/A | 3 | 600 | 800 | 150 | 350 | 2025-01-01
214855464 | MDV | MOX330-18HFN10-M1E | MSAB3D-18HRFN10-M1E | 10.8 | 19.2 | 9.6 | No | N/A | 3 | 600 | 800 | 150 | 350 | 2025-01-01
214855465 | MDV | MOX330-18HFN10-M1E | MSAG11C-18HRFN10-M1E | 11.5 | 20.3 | 9.1 | Yes | No | 3 | 600 | 800 | 150 | 350 | 2025-01-01
214855466 | MDV | MOX430-24HFN10-M1E | MSAB3E-24HRFN10-M1E | 10 | 18.7 | 9.3 | Yes | Yes | 3 | 600 | 800 | 150 | 350 | 2025-01-01
214855467 | MDV | MOD30-30HFN10-M1E | MSAB3F-30HRFN10-M1E | 11 | 20 | 9.2 | Yes | No | 3 | 600 | 800 | 150 | 350 | 2025-01-01
214855468 | MDV | MOD30-30HFN10-M1E | MSAG11F-30HRFN10-M1E | 12 | 22.4 | 9 | Yes | No | 3 | 600 | 800 | 150 | 350 | 2025-01-01
214855469 | MDV | MOD30-30HFN10-M1E | MSEPD-30HRFN10-M1E | 12 | 20.5 | 9.5 | Yes | No | 3 | 600 | 800 | 150 | 350 | 2025-01-01
214855470 | MDV | MOD30-36HFN10-M1E | MSAB3FM-36HRFN10-M1E | 9 | 18 | 8.5 | No | N/A | 2 | 500 | 700 | 100 | 300 | 2025-01-01
214855471 | MDV | MOX130-09HFN10-B1L | MSAFA-09HRDN10-B1L | 10.1 | 18 | 9 | No | N/A | 3 | 600 | 800 | 150 | 350 | 2025-01-01
214855472 | MDV | MOX130-12HFN10-B1L | MSAFB-12HRDN10-B1L | 8.8 | 19 | 9.2 | No | N/A | 3 | 600 | 800 | 150 | 350 | 2025-01-01
214855473 | MDV | MOX230-17HFN10-M1L | MSAFC-17HRDN10-M1L | 9.9 | 18.3 | 8.7 | No | N/A | 2 | 500 | 700 | 100 | 300 | 2025-01-01
214855474 | MDV | MOX430-24HFN10-M1L | MSAFD-24HRDN10-M1L | 9 | 17 | 8.5 | Yes | Yes | 2 | 500 | 700 | 100 | 300 | 2025-01-01
214855475 | MDV | MOX630-36HFN10-M2X | MTJ-36HWFN10-M2 | 12 | 17.8 | 11.1 | Yes | Both | 4 | 700 | 900 | 150 | 350 | 2025-01-01
214855476 | MDV | MOE30-48HFN10-M2X | MTJ-48HWFN10-M2 | 10.4 | 16.8 | 10.8 | Yes | Yes | 4 | 700 | 900 | 150 | 350 | 2025-01-01
214855477 | MDV | MOE30-60HFN10-M2X | MHJ-60HWFN10-M2 | 10.2 | 15.9 | 10.4 | Yes | Yes | 2 | 500 | 700 | 100 | 300 | 2025-01-01
214855478 | MDV | MOD30-36HFN10-M2 | MUE-36HRFN10-M2 | 10.2 | 20 | 10 | No | N/A | 4 | 700 | 900 | 150 | 350 | 2025-01-01
214855479 | MDV | MOD30-36HFN10-M2 | MTJ-36HWFN10-M2 | 10.2 | 18.8 | 10.2 | No | N/A | 4 | 700 | 900 | 150 | 350 | 2025-01-01
214855480 | MDV | MOE30-48HFN10-M2 | MTJ-48HWFN10-M2 | 10 | 17.2 | 9.8 | Yes | Yes | 3 | 600 | 800 | 150 | 350 | 2025-01-01
214855481 | MDV | MOE30-60HFN10-M2 | MUE-60HRFN10-M2 | 9.6 | 19.5 | 9.5 | No | N/A | 3 | 600 | 800 | 150 | 350 | 2025-01-01
214855482 | MDV | MOE30-60HFN10-M2 | MHJ-60HWFN10-M2 | 10 | 17 | 9.8 | No | N/A | 3 | 600 | 800 | 150 | 350 | 2025-01-01
214855483 | MDV | MOX430-18HFN10-M1X | MUE-18HRFN10-M1 | 12.6 | 20.5 | 10.3 | Yes | Both | 4 | 700 | 900 | 150 | 350 | 2025-01-01
214855484 | MDV | MOD30-24HFN10-M1X | MCD-24HRFN10-M1 | 12 | 20.8 | 11.6 | Yes | Both | 4 | 700 | 900 | 150 | 350 | 2025-01-01
214855485 | MDV | MOD30-24HFN10-M1X | MUE-24HRFN10-M1 | 12 | 20.5 | 12.1 | Yes | Both | 4 | 700 | 900 | 150 | 350 | 2025-01-01
214855486 | MDV | MOX430-18HFN10-M1 | MUE-18HRFN10-M1 | 12.5 | 22.4 | 10.4 | Yes | Both | 4 | 700 | 900 | 150 | 350 | 2025-01-01
214855487 | MDV | MOD30-24HFN10-M1 | MCD-24HRFN10-M1 | 12 | 22.1 | 10.5 | Yes | Both | 4 | 700 | 900 | 150 | 350 | 2025-01-01
214855488 | MDV | MOD30-24HFN10-M1 | MUE-24HRFN10-M1 | 12.2 | 21.2 | 11.1 | Yes | Both | 4 | 700 | 900 | 150 | 350 | 2025-01-01
214855489 | MDV | MOX630-36HFN10-M2X | MCD-36HRFN10-M2 | 12 | 21.3 | 10.6 | Yes | Both | 4 | 700 | 900 | 150 | 350 | 2025-01-01
214855490 | MDV | MOX630-36HFN10-M2X | MUE-36HRFN10-M2 | 12 | 20.2 | 10.8 | Yes | Both | 4 | 700 | 900 | 150 | 350 | 2025-01-01
214855491 | MDV | MOE30-48HFN10-M2X | MCD-48HRFN10-M2 | 10 | 18.2 | 11 | Yes | Yes | 4 | 700 | 900 | 150 | 350 | 2025-01-01
214855492 | MDV | MOE30-48HFN10-M2X | MUE-48HRFN10-M2 | 9.4 | 18.7 | 10.1 | Yes | Yes | 4 | 700 | 900 | 150 | 350 | 2025-01-01
214855493 | MDV | MOE30-60HFN10-M2X | MUE-60HRFN10-M2 | 9 | 18.1 | 10.7 | Yes | Yes | 4 | 700 | 900 | 150 | 350 | 2025-01-01
214855494 | MDV | MOD30-36HFN10-M2 | MCD-36HRFN10-M2 | 9.7 | 20 | 10.4 | Yes | Yes | 4 | 700 | 900 | 150 | 350 | 2025-01-01
214855495 | MDV | MOE30-48HFN10-M2 | MCD-48HRFN10-M2 | 9.5 | 19.1 | 9.9 | Yes | Yes | 3 | 600 | 800 | 150 | 350 | 2025-01-01
214855496 | MDV | MOE30-48HFN10-M2 | MUE-48HRFN10-M2 | 9.5 | 19.9 | 10.2 | Yes | Yes | 4 | 700 | 900 | 150 | 350 | 2025-01-01
214855497 | MDV | MOX430-06HFN10-M1H | MSEPC-06HRFN10-M1H-C | 16.5 | 33.1 | 29 | Yes | Both | 4 | 700 | 900 | 150 | 350 | 2025-01-01
214855498 | MDV | MOX430-09HFN10-M1H | MSEPC-09HRFN10-M1H-C | 16 | 31.5 | 21 | Yes | Both | 4 | 700 | 900 | 150 | 350 | 2025-01-01
214855499 | MDV | MOX430-12HFN10-M1H | MSEPC-12HRFN10-M1H-C | 13.5 | 28 | 13.5 | Yes | Both | 4 | 700 | 900 | 150 | 350 | 2025-01-01
214855500 | MDV | MOD30-18HFN10-M1H | MSEPD-18HRFN10-M1H-C | 14 | 24.5 | 15.2 | Yes | Both | 4 | 700 | 900 | 150 | 350 | 2025-01-01
214855501 | MDV | MOX430-06HFN10-M1H | MSEPC-06HRFN10-M1H-D | 17.4 | 35 | 30 | Yes | Both | 4 | 700 | 900 | 150 | 350 | 2025-01-01
214855502 | MDV | MOX430-09HFN10-M1H | MSEPC-09HRFN10-M1H-D | 17 | 33.3 | 22 | Yes | Both | 4 | 700 | 900 | 150 | 350 | 2025-01-01
214855503 | MDV | MOX430-12HFN10-M1H | MSEPC-12HRFN10-M1H-D | 14.2 | 29.4 | 14.5 | Yes | Both | 4 | 700 | 900 | 150 | 350 | 2025-01-01
214855504 | MDV | MOD30-18HFN10-M1H | MSEPD-18HRFN10-M1H-D | 15 | 25.6 | 16.2 | Yes | Both | 4 | 700 | 900 | 150 | 350 | 2025-01-01
214855505 | MDV | MOX230-06HFN10-M1X | MCBM-12HRFN10-M1-D | 15 | 22 | 12 | Yes | Both | 4 | 700 | 900 | 150 | 350 | 2025-01-01
214855506 | MDV | MOX330-09HFN10-M1X | MCB-09HRFN10-M1-D | 14.6 | 24 | 12.1 | Yes | Both | 4 | 700 | 900 | 150 | 350 | 2025-01-01
214855507 | MDV | MOX330-09HFN10-M1X | MCA4-09HRFN10-M1-D | 14 | 22.6 | 12.1 | Yes | Both | 4 | 700 | 900 | 150 | 350 | 2025-01-01
214855508 | MDV | MOX330-09HFN10-M1X | MFA2M-12HRFN10-M1-D | 15.1 | 27.2 | 10.9 | Yes | Both | 4 | 700 | 900 | 150 | 350 | 2025-01-01
214855509 | MDV | MOD30-24HFN10-M1X | MSEPD-24HRFN10-M1-D | 13 | 21 | 13.5 | Yes | Both | 4 | 700 | 900 | 150 | 350 | 2025-01-01
214855510 | MDV | MOD30-33HFN10-M1X | MSEPD-33HRFN10-M1-D | 12 | 19.5 | 10.5 | Yes | Both | 4 | 700 | 900 | 150 | 350 | 2025-01-01
214855511 | MDV | MOX230-09HFN10-B1 | MSEPB-09HRFN10-B1-D | 14.5 | 25.4 | 10 | Yes | Both | 4 | 700 | 900 | 150 | 350 | 2025-01-01
214855512 | MDV | MOX230-12HFN10-B1 | MSEPB-12HRFN10-B1-D | 13 | 23.4 | 9.5 | Yes | No | 3 | 600 | 800 | 150 | 350 | 2025-01-01
214855513 | MDV | MOX230-09HFN10-M1 | MSEPB-09HRFN10-M1-D | 14.9 | 25.8 | 12.5 | Yes | Both | 4 | 700 | 900 | 150 | 350 | 2025-01-01
214855514 | MDV | MOX230-09HFN10-M1 | MCB-09HRFN10-M1-D | 14.4 | 22.1 | 11.8 | Yes | Both | 4 | 700 | 900 | 150 | 350 | 2025-01-01
214855515 | MDV | MOX230-09HFN10-M1 | MCBM-12HRFN10-M1-D | 14.4 | 22.1 | 11.8 | Yes | Both | 4 | 700 | 900 | 150 | 350 | 2025-01-01
214855516 | MDV | MOX230-09HFN10-M1 | MCA4-09HRFN10-M1-D | 14.3 | 21.6 | 11.3 | Yes | Both | 4 | 700 | 900 | 150 | 350 | 2025-01-01
214855517 | MDV | MOX230-09HFN10-M1 | MCA4M-12HRFN10-M1-D | 14.3 | 21.6 | 11.3 | Yes | Both | 4 | 700 | 900 | 150 | 350 | 2025-01-01
214855518 | MDV | MOX230-09HFN10-M1 | MFA2-09HRFN10-M1-D | 16.2 | 26 | 13.9 | Yes | Both | 4 | 700 | 900 | 150 | 350 | 2025-01-01
214855519 | MDV | MOX230-09HFN10-M1 | MFA2M-12HRFN10-M1-D | 16.2 | 26 | 13.9 | Yes | Both | 4 | 700 | 900 | 150 | 350 | 2025-01-01
214855520 | MDV | MOX230-12HFN10-M1 | MSEPBM-12HRFN10-M1-D | 13 | 25.5 | 10.6 | Yes | Both | 4 | 700 | 900 | 150 | 350 | 2025-01-01
214855521 | MDV | MOX230-12HFN10-M1 | MCBM-12HRFN10-M1-D | 12.3 | 22.1 | 10 | Yes | Both | 4 | 700 | 900 | 150 | 350 | 2025-01-01
214855522 | MDV | MOX230-12HFN10-M1 | MCA4M-12HRFN10-M1-D | 12.5 | 21.1 | 10.4 | Yes | Both | 4 | 700 | 900 | 150 | 350 | 2025-01-01
214855523 | MDV | MOX230-12HFN10-M1 | MFA2M-12HRFN10-M1-D | 12.7 | 24.6 | 11 | Yes | Both | 4 | 700 | 900 | 150 | 350 | 2025-01-01
214855524 | MDV | MOX430-18HFN10-M1 | MSEPC-18HRFN10-M1-D | 12.7 | 23.5 | 10.8 | Yes | Both | 4 | 700 | 900 | 150 | 350 | 2025-01-01
214855525 | MDV | MOX430-18HFN10-M1 | MCB-18HRFN10-M1-D | 12.5 | 22.2 | 12.2 | Yes | Both | 4 | 700 | 900 | 150 | 350 | 2025-01-01
214855526 | MDV | MOX430-18HFN10-M1 | MCA4-18HRFN10-M1-D | 12.5 | 20.7 | 11.4 | Yes | Both | 4 | 700 | 900 | 150 | 350 | 2025-01-01
214855527 | MDV | MOX430-18HFN10-M1 | MFA2-16HRFN10-M1-D | 12.5 | 23.8 | 13.5 | Yes | Both | 4 | 700 | 900 | 150 | 350 | 2025-01-01
214855528 | MDV | MOX430-18HFN10-M1 | MUE-18HRFN10-M1-D | 12.5 | 22.3 | 10.4 | Yes | Both | 4 | 700 | 900 | 150 | 350 | 2025-01-01
214855529 | MDV | MOD30-24HFN10-M1 | MSEPD-24HRFN10-M1-D | 14 | 23 | 11.7 | Yes | Both | 4 | 700 | 900 | 150 | 350 | 2025-01-01
214855530 | MDV | MOD30-24HFN10-M1 | MCD-24HRFN10-M1-D | 12 | 22 | 10.5 | Yes | Both | 4 | 700 | 900 | 150 | 350 | 2025-01-01
214855531 | MDV | MOD30-24HFN10-M1 | MUE-24HRFN10-M1-D | 12.2 | 21.1 | 11.1 | Yes | Both | 4 | 700 | 900 | 150 | 350 | 2025-01-01
214855532 | MDV | MOX230-09HFN10-B1E | MSAG11A-09HRFN10-B1E-D | 12.5 | 21.5 | 9 | Yes | Both | 3 | 600 | 800 | 150 | 350 | 2025-01-01
214855533 | MDV | MOX230-12HFN10-B1E | MSAG11B-12HRFN10-B1E-D | 10 | 21.3 | 8.7 | No | N/A | 2 | 500 | 700 | 100 | 300 | 2025-01-01
214855534 | MDV | MOX230-09HFN10-M1E | MSAG11A-09HRFN10-M1E-D | 12.6 | 21.6 | 9.4 | Yes | Both | 3 | 600 | 800 | 150 | 350 | 2025-01-01
214855535 | MDV | MOX230-12HFN10-M1E | MSAG11B-12HRFN10-M1E-D | 10.8 | 21.3 | 9.2 | No | N/A | 3 | 600 | 800 | 150 | 350 | 2025-01-01
214855536 | MDV | MOX330-18HFN10-M1E | MSAG11C-18HRFN10-M1E-D | 11.5 | 20.2 | 9.1 | Yes | No | 3 | 600 | 800 | 150 | 350 | 2025-01-01
214855537 | MDV | MOD30-30HFN10-M1E | MSAG11F-30HRFN10-M1E-D | 12 | 22.3 | 9 | Yes | No | 3 | 600 | 800 | 150 | 350 | 2025-01-01
214855538 | MDV | MOD30-30HFN10-M1E | MSEPD-30HRFN10-M1E-D | 12 | 20.5 | 9.5 | Yes | No | 3 | 600 | 800 | 150 | 350 | 2025-01-01
214855539 | MDV | MOD30-36HFN10-M1E | MSAG11FM-36HRFN10-M1E-D | 9.3 | 19.5 | 9.1 | No | N/A | 3 | 600 | 800 | 150 | 350 | 2025-01-01
214855540 | MDV | MOD30-36HFN10-M1E | MSEPDM-36HRFN10-M1E-D | 8.6 | 19 | 8.5 | No | N/A | 2 | 500 | 700 | 100 | 300 | 2025-01-01
214855541 | MDV | MOX630-36HFN10-M2X | MCD-36HRFN10-M2-D | 12 | 21.2 | 10.6 | Yes | Both | 4 | 700 | 900 | 150 | 350 | 2025-01-01
214855542 | MDV | MOX630-36HFN10-M2X | MUE-36HRFN10-M2-D | 12 | 20 | 10.8 | Yes | Both | 4 | 700 | 900 | 150 | 350 | 2025-01-01
214855543 | MDV | MOE30-48HFN10-M2X | MCD-48HRFN10-M2-D | 10 | 18 | 11 | Yes | Yes | 4 | 700 | 900 | 150 | 350 | 2025-01-01
214855544 | MDV | MOE30-48HFN10-M2X | MUE-48HRFN10-M2-D | 9.4 | 18.5 | 10.1 | Yes | Yes | 4 | 700 | 900 | 150 | 350 | 2025-01-01
214855545 | MDV | MOE30-60HFN10-M2X | MUE-60HRFN10-M2-D | 9 | 18 | 10.7 | Yes | Yes | 4 | 700 | 900 | 150 | 350 | 2025-01-01
214855546 | MDV | MOD30-36HFN10-M2 | MCD-36HRFN10-M2-D | 9.6 | 20 | 10.3 | Yes | Yes | 4 | 700 | 900 | 150 | 350 | 2025-01-01
214855547 | MDV | MOD30-36HFN10-M2 | MUE-36HRFN10-M2-D | 10.1 | 20 | 10 | No | N/A | 4 | 700 | 900 | 150 | 350 | 2025-01-01
214855548 | MDV | MOE30-48HFN10-M2 | MCD-48HRFN10-M2-D | 9.5 | 19 | 9.9 | Yes | Yes | 3 | 600 | 800 | 150 | 350 | 2025-01-01
214855549 | MDV | MOE30-48HFN10-M2 | MUE-48HRFN10-M2-D | 9.5 | 19.8 | 10.2 | Yes | Yes | 4 | 700 | 900 | 150 | 350 | 2025-01-01
214855550 | MDV | MOE30-60HFN10-M2 | MUE-60HRFN10-M2-D | 9.5 | 19.5 | 9.5 | No | N/A | 3 | 600 | 800 | 150 | 350 | 2025-01-01
214855556 | MDV | MOX430-24HFN10-M1E | MSAG11D-24HRFN10-M1E-D | 9.6 | 18.5 | 9 | Yes | Yes | 3 | 600 | 800 | 150 | 350 | 2025-01-01
214855557 | MDV | MOX230-06HFN10-M1X | MSEPB-06HRFN10-M1-D | 18 | 25.5 | 14.8 | Yes | Both | 4 | 700 | 900 | 150 | 350 | 2025-01-01
214855558 | MDV | MOX230-06HFN10-M1X | MCB-06HRFN10-M1-D | 15 | 22 | 12 | Yes | Both | 4 | 700 | 900 | 150 | 350 | 2025-01-01
214855559 | MDV | MOX330-09HFN10-M1X | MSEPB-09HRFN10-M1-D | 15.4 | 27.4 | 12.5 | Yes | Both | 4 | 700 | 900 | 150 | 350 | 2025-01-01
214855560 | MDV | MOX330-09HFN10-M1X | MCBM-12HRFN10-M1-D | 14.6 | 24 | 12.1 | Yes | Both | 4 | 700 | 900 | 150 | 350 | 2025-01-01
214855561 | MDV | MOX330-09HFN10-M1X | MCA4M-12HRFN10-M1-D | 14 | 22.6 | 12.1 | Yes | Both | 4 | 700 | 900 | 150 | 350 | 2025-01-01
214855562 | MDV | MOX330-09HFN10-M1X | MFA2-09HRFN10-M1-D | 15.1 | 27.2 | 10.9 | Yes | Both | 4 | 700 | 900 | 150 | 350 | 2025-01-01
214855563 | MDV | MOX330-12HFN10-M1X | MSEPBM-12HRFN10-M1-D | 13.4 | 25.4 | 10.5 | Yes | Both | 4 | 700 | 900 | 150 | 350 | 2025-01-01
214855564 | MDV | MOX330-12HFN10-M1X | MCBM-12HRFN10-M1-D | 13 | 23 | 10 | Yes | Both | 4 | 700 | 900 | 150 | 350 | 2025-01-01
214855565 | MDV | MOX330-12HFN10-M1X | MCA4M-12HRFN10-M1-D | 12.5 | 22.2 | 11.6 | Yes | Both | 4 | 700 | 900 | 150 | 350 | 2025-01-01
214855566 | MDV | MOX330-12HFN10-M1X | MFA2M-12HRFN10-M1-D | 12.5 | 25 | 10.5 | Yes | Both | 4 | 700 | 900 | 150 | 350 | 2025-01-01
214855567 | MDV | MOX430-18HFN10-M1X | MSEPC-18HRFN10-M1-D | 12.5 | 21.4 | 11 | Yes | Both | 4 | 700 | 900 | 150 | 350 | 2025-01-01
214855568 | MDV | MOX430-18HFN10-M1X | MCB-18HRFN10-M1-D | 12.5 | 20.6 | 12.2 | Yes | Both | 4 | 700 | 900 | 150 | 350 | 2025-01-01
214855569 | MDV | MOX430-18HFN10-M1X | MCA4-18HRFN10-M1-D | 12.5 | 20 | 12.3 | Yes | Both | 4 | 700 | 900 | 150 | 350 | 2025-01-01
214855570 | MDV | MOX430-18HFN10-M1X | MFA2-16HRFN10-M1-D | 12.5 | 20 | 10.3 | Yes | Both | 4 | 700 | 900 | 150 | 350 | 2025-01-01
214855571 | MDV | MOX430-18HFN10-M1X | MUE-18HRFN10-M1-D | 12.5 | 20.4 | 10.3 | Yes | Both | 4 | 700 | 900 | 150 | 350 | 2025-01-01
214855572 | MDV | MOD30-24HFN10-M1X | MCD-24HRFN10-M1-D | 12 | 20.7 | 11.6 | Yes | Both | 4 | 700 | 900 | 150 | 350 | 2025-01-01
214855573 | MDV | MOD30-24HFN10-M1X | MUE-24HRFN10-M1-D | 12 | 20.4 | 12.1 | Yes | Both | 4 | 700 | 900 | 150 | 350 | 2025-01-01
214861336 | MDV | MOD30-33HFN10-M1X | MSAG11F-33HRFN10-M1 | 11.7 | 20 | 10.5 | Yes | Both | 4 | 700 | 900 | 150 | 350 | 2025-01-01
214861337 | MDV | MOD30-36HFN10-M1E | MSAG11FM-36HRFN10-M1E | 9.4 | 19.5 | 9.1 | No | N/A | 3 | 600 | 800 | 150 | 350 | 2025-01-01
214861338 | MDV | MOD30-36HFN10-M1E | MSEPDM-36HRFN10-M1E | 8.7 | 19 | 8.5 | No | N/A | 2 | 500 | 700 | 100 | 300 | 2025-01-01
214861339 | MDV | MOX130-09HFN10-M1L | MSAFB-09HRDN10-M1L | 10.9 | 19 | 9.7 | Yes | Yes | 3 | 600 | 800 | 150 | 350 | 2025-01-01
214861340 | MDV | MOX130-12HFN10-M1L | MSAFB-12HRDN10-M1L | 8.8 | 18 | 8.8 | No | N/A | 2 | 500 | 700 | 100 | 300 | 2025-01-01
214855396 | MDV | MOX430-06HFN10-M1H | MSEPC-06HRFN10-M1H | 17.5 | 35.1 | 30 | Yes | Both | 4 | 700 | 900 | 150 | 350 | 2025-01-01
214855397 | MDV | MOX430-09HFN10-M1H | MSEPC-09HRFN10-M1H | 17 | 33.5 | 22 | Yes | Both | 4 | 700 | 900 | 150 | 350 | 2025-01-01
214855398 | MDV | MOX430-12HFN10-M1H | MSEPC-12HRFN10-M1H | 14.3 | 29.5 | 14.5 | Yes | Both | 4 | 700 | 900 | 150 | 350 | 2025-01-01
214855399 | MDV | MOD30-18HFN10-M1H | MSEPD-18HRFN10-M1H | 15 | 25.8 | 16.2 | Yes | Both | 4 | 700 | 900 | 150 | 350 | 2025-01-01
214855400 | MDV | MOX230-06HFN10-M1X | MCB-06HRFN10-M1 | 15.2 | 22 | 12 | Yes | Both | 4 | 700 | 900 | 150 | 350 | 2025-01-01
214855401 | MDV | MOX230-06HFN10-M1X | MCBM-12HRFN10-M1 | 15.2 | 22 | 12 | Yes | Both | 4 | 700 | 900 | 150 | 350 | 2025-01-01
214855402 | MDV | MOX230-06HFN10-M1X | MTI-06HWFN10-M1 | 14.5 | 21.5 | 13.8 | Yes | Both | 4 | 700 | 900 | 150 | 350 | 2025-01-01
214855403 | MDV | MOX330-09HFN10-M1X | MCB-09HRFN10-M1 | 14.7 | 24 | 12.2 | Yes | Both | 4 | 700 | 900 | 150 | 350 | 2025-01-01
214855404 | MDV | MOX330-09HFN10-M1X | MCBM-12HRFN10-M1 | 14.7 | 24 | 12.2 | Yes | Both | 4 | 700 | 900 | 150 | 350 | 2025-01-01
214855405 | MDV | MOX330-09HFN10-M1X | MCA4-09HRFN10-M1 | 14 | 22.7 | 12.2 | Yes | Both | 4 | 700 | 900 | 150 | 350 | 2025-01-01
214855406 | MDV | MOX330-09HFN10-M1X | MCA4M-12HRFN10-M1 | 14 | 22.7 | 12.2 | Yes | Both | 4 | 700 | 900 | 150 | 350 | 2025-01-01
214855407 | MDV | MOX330-09HFN10-M1X | MFA2-09HRFN10-M1 | 15.2 | 27.3 | 10.9 | Yes | Both | 4 | 700 | 900 | 150 | 350 | 2025-01-01
214855408 | MDV | MOX330-09HFN10-M1X | MFA2M-12HRFN10-M1 | 15.2 | 27.3 | 10.9 | Yes | Both | 4 | 700 | 900 | 150 | 350 | 2025-01-01
214311107 | MDV | MOX330-09HFN10-M1X | MSAG11B-09HRFN10-M1 | 15 | 26 | 12.5 | Yes | Both | 4 | 700 | 900 | 150 | 350 | 2025-01-01
214311108 | MDV | MOX330-09HFN10-M1X | MSAG11BM-12HRFN10-M1 | 15 | 26 | 12.5 | Yes | Both | 4 | 700 | 900 | 150 | 350 | 2025-01-01
214311109 | MDV | MOX330-12HFN10-M1X | MSAG11BM-12HRFN10-M1 | 13.2 | 24 | 10.5 | Yes | Both | 4 | 700 | 900 | 150 | 350 | 2025-01-01
214311110 | MDV | MOX330-09HFN10-M1X | MSEPB-09HRFN10-M1 | 15.5 | 27.5 | 12.5 | Yes | Both | 4 | 700 | 900 | 150 | 350 | 2025-01-01
214311111 | MDV | MOX330-09HFN10-M1X | MSEPBM-12HRFN10-M1 | 15.5 | 27.5 | 12.5 | Yes | Both | 4 | 700 | 900 | 150 | 350 | 2025-01-01
214311112 | MDV | MOX330-12HFN10-M1X | MSEPBM-12HRFN10-M1 | 13.5 | 25.5 | 10.5 | Yes | Both | 4 | 700 | 900 | 150 | 350 | 2025-01-01
214311113 | MDV | MOX230-06HFN10-M1X | MSAG11A-06HRFN10-M1 | 16 | 25.3 | 14.6 | Yes | Both | 4 | 700 | 900 | 150 | 350 | 2025-01-01
214311114 | MDV | MOX230-06HFN10-M1X | MSEPBM-12HRFN10-M1 | 18 | 25.7 | 14.8 | Yes | Both | 4 | 700 | 900 | 150 | 350 | 2025-01-01
214311115 | MDV | MOX230-06HFN10-M1X | MSEPB-06HRFN10-M1 | 18 | 25.7 | 14.8 | Yes | Both | 4 | 700 | 900 | 150 | 350 | 2025-01-01
214311116 | MDV | MOX430-18HFN10-M1X | MSEPC-18HRFN10-M1 | 12.5 | 21.5 | 11 | Yes | Both | 4 | 700 | 900 | 150 | 350 | 2025-01-01
214311117 | MDV | MOX430-18HFN10-M1X | MSAG11D-18HRFN10-M1 | 13 | 21.7 | 10.8 | Yes | Both | 4 | 700 | 900 | 150 | 350 | 2025-01-01
214311118 | MDV | MOX430-24HFN10-M1E | MSAG11D-24HRFN10-M1E | 9.5 | 18.5 | 9 | No | N/A | 3 | 600 | 800 | 150 | 350 | 2025-01-01
213785808 | MDV | MVX4-18HFN1AA | MVEP-18HFN1AA | 12.5 | 23.5 | 10.8 | No | N/A | 4 | 700 | 900 | 150 | 350 | 2025-01-01
213785809 | MDV | MVD-24HFN1AA | MVEP-24HFN1AA | 14 | 22 | 10 | No | N/A | 4 | 700 | 900 | 150 | 350 | 2025-01-01
213785810 | MDV | MVD-30HFN1CA | MVAG-30HFN1CA | 12.2 | 21 | 8.2 | No | N/A | 1 | 400 | 600 | 100 | 300 | 2025-01-01
211749869 | MDV | MOD30-33HFN1-MSR0W | MSAGF-33HRFN1-MSR0W | 11.7 | 20 | 10 | Yes | Both | 4 | 700 | 900 | 150 | 350 | 2025-01-01
211749870 | MDV | MOD30-33HFN1-MSR0W | MSEPD-33HRFN1-MSR0W | 12 | 19.5 | 10 | Yes | Both | 4 | 700 | 900 | 150 | 350 | 2025-01-01
213148995 | MDV | MOX130-12HFN1-MP0W | MSAFB-09HRDN1-MP0W | 8.8 | 17.6 | 8.8 | No | N/A | 2 | 500 | 700 | 100 | 300 | 2025-01-01
211289825 | MDV | MOX230-09HFN1-BS5W-L | MSAG11A-09HRFN1-BS5W | 12.5 | 21.5 | 9.1 | Yes | Both | 3 | 600 | 800 | 150 | 350 | 2025-01-01
211289826 | MDV | MOX230-12HFN1-BS8W-L | MSAG11B-12HRFN1-BS0W | 10.3 | 20 | 8.7 | No | N/A | 2 | 500 | 700 | 100 | 300 | 2025-01-01
211289827 | MDV | MOX230-09HFN1-MT0W-L | MSAG11A-09HRFN1-MT0W | 12.6 | 21.5 | 9.4 | Yes | Both | 3 | 600 | 800 | 150 | 350 | 2025-01-01
211289828 | MDV | MOX230-12HFN1-MS8W-L | MSAG11B-12HRFN1-MS0W | 10.8 | 20.5 | 9.2 | No | N/A | 3 | 600 | 800 | 150 | 350 | 2025-01-01
210857289 | MDV | MOX330-09HFN1-MY5W | MCBU-09HRFN1-MU0-CA | 13 | 24 | 12.4 | Yes | Both | 4 | 700 | 900 | 150 | 350 | 2025-01-01
210857290 | MDV | MOX330-12HFN1-MW5W | MCBU-18HRFN1-MW-CA | 13 | 23 | 10 | Yes | Both | 4 | 700 | 900 | 150 | 350 | 2025-01-01
210857291 | MDV | MOX230-09HFN1-MW5W | MCBU-09HRFN1-MU0-CA | 14.5 | 22 | 10.8 | Yes | Both | 4 | 700 | 900 | 150 | 350 | 2025-01-01
210857292 | MDV | MOX430-17HFN1-MT0W | MCBU-18HRFN1-MW-CA | 12.5 | 19.8 | 11.2 | Yes | Both | 4 | 700 | 900 | 150 | 350 | 2025-01-01
210644030 | MDV | MOX230-12HFN1-BW0W-L | MSEPB-12HRFN1-BW0W | 12.8 | 23.5 | 10 | Yes | No | 4 | 700 | 900 | 150 | 350 | 2025-01-01
210644031 | MDV | MOX230-09HFN1-MW5W-L | MSEPB-09HRFN1-MY5W(GA) | 15 | 25.5 | 11.9 | Yes | Both | 4 | 700 | 900 | 150 | 350 | 2025-01-01
210644033 | MDV | MOX230-09HFN1-MW5W-L | MTIU-09HWFN1-M | 12.5 | 19.2 | 10 | Yes | Both | 4 | 700 | 900 | 150 | 350 | 2025-01-01
210644034 | MDV | MOD30U-36HFN1-MP0(GA)-L | MTI-36HWFN1-M | 8.8 | 15.8 | 8.8 | No | N/A | 2 | 500 | 700 | 100 | 300 | 2025-01-01
210644035 | MDV | MOD30U-36HFN1-MP0(GA)-L | MUE-36HRFN1-M(C) | 8.5 | 18.8 | 9 | No | N/A | 3 | 600 | 800 | 150 | 350 | 2025-01-01
210644036 | MDV | MOX230-09HFN1-MW5W-L | MCA3U-09HRFN1-M(C) | 13 | 20 | 10 | Yes | Both | 4 | 700 | 900 | 150 | 350 | 2025-01-01
210644037 | MDV | MOD30U-36HFN1-MP0(GA)-L | MCD1-36HRFN1-M(GA) | 9.4 | 19.2 | 8.7 | No | N/A | 2 | 500 | 700 | 100 | 300 | 2025-01-01
210644038 | MDV | MOD30-24HFN1-MU0W-L | MSEPD-24HRFN1-MU0W | 13 | 21.5 | 11.4 | Yes | Both | 4 | 700 | 900 | 150 | 350 | 2025-01-01
210644039 | MDV | MOD30-24HFN1-MU0W-L | MTIU-24HWFN1-M | 12 | 19.2 | 10.5 | Yes | Both | 4 | 700 | 900 | 150 | 350 | 2025-01-01
210644040 | MDV | MOE30U-36HFN1-M(GA)-L | MTI-36HWFN1-M | 9 | 16.5 | 11 | Yes | Yes | 4 | 700 | 900 | 150 | 350 | 2025-01-01
210644042 | MDV | MOD30-24HFN1-MU0W-L | MUEU-24HRFN1-M(C) | 11.7 | 20.5 | 11 | Yes | Both | 4 | 700 | 900 | 150 | 350 | 2025-01-01
210644043 | MDV | MOE30U-36HFN1-M(GA)-L | MUE-36HRFN1-M(C) | 8.8 | 17.6 | 10 | Yes | Yes | 4 | 700 | 900 | 150 | 350 | 2025-01-01
210644044 | MDV | MOE30U-48HFN1-M-[X](GA)-L | MUE-48HRFN1-M(C) | 8.2 | 17 | 9.8 | Yes | Yes | 3 | 600 | 800 | 150 | 350 | 2025-01-01
210644045 | MDV | MOD30-24HFN1-MU0W-L | MCD1-24HRFN1-MT0W(GA) | 11 | 20.5 | 11.5 | Yes | Both | 4 | 700 | 900 | 150 | 350 | 2025-01-01
210644046 | MDV | MOE30U-36HFN1-M(GA)-L | MCD1-36HRFN1-M(GA) | 9.5 | 19.4 | 10.5 | Yes | Yes | 4 | 700 | 900 | 150 | 350 | 2025-01-01
210644047 | MDV | MOE30U-48HFN1-M-[X](GA)-L | MCD1-48HRFN1-M(GA) | 8.3 | 16.8 | 10.7 | Yes | Yes | 4 | 700 | 900 | 150 | 350 | 2025-01-01
210644048 | MDV | MOX330-18HFN1-MS0W-L | MSAG11C-18HRDN1-MS0W | 10.8 | 19.5 | 8.7 | No | N/A | 2 | 500 | 700 | 100 | 300 | 2025-01-01
210644049 | MDV | MOX430-24HFN1-MR0W-L | MSAG11D-24HRFN1-MR0W | 9.5 | 18.5 | 8.6 | No | N/A | 2 | 500 | 700 | 100 | 300 | 2025-01-01
210434542 | MDV | MOX230-09HFN1-BS5W | MSABA-09HRFN1-BT5W-6K | 12.5 | 21.5 | 9 | Yes | No | 3 | 600 | 800 | 150 | 350 | 2025-01-01
210434543 | MDV | MOX230-12HFN1-BW0W-9K | MSAG11B-12HRFN1-BU5W-6K | 13.8 | 23 | 9.8 | Yes | No | 3 | 600 | 800 | 150 | 350 | 2025-01-01
210299299 | MDV | MOD30U-36HFN1-MP0(GA) | MTI-36HWFN1-MSN3 | 9.2 | 16 | 10.2 | No | N/A | 4 | 700 | 900 | 150 | 350 | 2025-01-01
210299301 | MDV | MOE30U-48HFN1-MP0(GA) | MTI-48HWFN1-MSN12 | 8.8 | 15.2 | 9.7 | Yes | Yes | 2 | 500 | 700 | 100 | 300 | 2025-01-01
210299303 | MDV | MOX330-09HFN1-MY5W | MTI-09HWFN1-MSS8 | 13.6 | 20.5 | 10 | Yes | Both | 4 | 700 | 900 | 150 | 350 | 2025-01-01
210299304 | MDV | MOX330-12HFN1-MW5W | MTI-12HWFN1-MST0 | 12 | 20 | 9.5 | Yes | Both | 3 | 600 | 800 | 150 | 350 | 2025-01-01
210299844 | MDV | MOD30-24HFN1-MU0W | MTI-24HWFN1-MSP5 | 12 | 19.2 | 11.1 | Yes | Both | 4 | 700 | 900 | 150 | 350 | 2025-01-01
210299845 | MDV | MOX430-17HFN1-MT0W | MTI-18HWFN1-MSP0 | 12.1 | 18 | 10.8 | Yes | Both | 4 | 700 | 900 | 150 | 350 | 2025-01-01
210135400 | MDV | MOE30U-55HFN1-M-[X](GA) | MUE-60HRFN1-MW | 9 | 17.3 | 10.2 | Yes | Yes | 4 | 700 | 900 | 150 | 350 | 2025-01-01
210135401 | MDV | MOE30U-48HFN1-M[X] | MHG-48HWFN1-MW | 11 | 16.5 | 10.3 | Yes | Both | 4 | 700 | 900 | 150 | 350 | 2025-01-01
210135402 | MDV | MOE30U-55HFN1-M-[X](GA) | MHG-60HWFN1-MW | 9.4 | 15.8 | 9.5 | Yes | Yes | 2 | 500 | 700 | 100 | 300 | 2025-01-01
213088308 | MIDEA | MDV-H36DVN1-(D)*** |  | 11.7 | 17.3 | 9.1 | Yes | No | 3 | 600 | 800 | 150 | 350 | 2025-01-01
201771976 | MIDEA | DLCMRAH18BAK |  | 11.7 | 18.3 | 9 | Yes | No | 3 | 600 | 800 | 150 | 350 | 2025-01-01
215357401 | MIDEA | D5CMHAH18CAK |  | 13 | 20 | 10 | Yes | Both | 4 | 700 | 900 | 150 | 350 | 2025-01-01
215357404 | MIDEA | D5CMHAH24DAK |  | 13 | 20 | 9.5 | Yes | Both | 3 | 600 | 800 | 150 | 350 | 2025-01-01
215357410 | MIDEA | D5CMHAH30EAK |  | 12.5 | 19.5 | 10.5 | Yes | Both | 4 | 700 | 900 | 150 | 350 | 2025-01-01
215357413 | MIDEA | D5CMHAH36EAK |  | 12 | 19.5 | 10.5 | Yes | Both | 4 | 700 | 900 | 150 | 350 | 2025-01-01
215357416 | MIDEA | D5CMHAH48FAK |  | 11.7 | 20.5 | 11 | Yes | Both | 4 | 700 | 900 | 150 | 350 | 2025-01-01
215357419 | MIDEA | D5CMHAH55FAK |  | 11.7 | 20.2 | 10.7 | Yes | Both | 4 | 700 | 900 | 150 | 350 | 2025-01-01
215357422 | MIDEA | D5CMRAH18CAK |  | 12 | 20 | 10 | Yes | Both | 4 | 700 | 900 | 150 | 350 | 2025-01-01
215357425 | MIDEA | D5CMRAH24DAK |  | 12.5 | 21 | 9.5 | Yes | Both | 3 | 600 | 800 | 150 | 350 | 2025-01-01
215357431 | MIDEA | D5CMRAH30EAK |  | 12 | 21 | 9.5 | Yes | Both | 3 | 600 | 800 | 150 | 350 | 2025-01-01
215357436 | MIDEA | D5CMRAH36EAK |  | 11.7 | 20 | 9.2 | Yes | Both | 3 | 600 | 800 | 150 | 350 | 2025-01-01
215357445 | MIDEA | D5CMRAH48FAK |  | 12 | 20.5 | 10.6 | Yes | Both | 4 | 700 | 900 | 150 | 350 | 2025-01-01
215357452 | MIDEA | D5CMRAH55FAK |  | 10 | 18 | 9.3 | No | N/A | 3 | 600 | 800 | 150 | 350 | 2025-01-01
215357779 | MIDEA | 37MGHAQ18CA3 |  | 13 | 20 | 10 | Yes | Both | 4 | 700 | 900 | 150 | 350 | 2025-01-01
215357782 | MIDEA | 37MGHAQ24DA3 |  | 13 | 20 | 9.5 | Yes | Both | 3 | 600 | 800 | 150 | 350 | 2025-01-01
215357788 | MIDEA | 37MGHAQ30EA3 |  | 12.5 | 19.5 | 10.5 | Yes | Both | 4 | 700 | 900 | 150 | 350 | 2025-01-01
215357791 | MIDEA | 37MGHAQ36EA3 |  | 12 | 19.5 | 10.5 | Yes | Both | 4 | 700 | 900 | 150 | 350 | 2025-01-01
215357794 | MIDEA | 37MGHAQ48FA3 |  | 11.7 | 20.5 | 11 | Yes | Both | 4 | 700 | 900 | 150 | 350 | 2025-01-01
215357797 | MIDEA | 37MGHAQ55FA3 |  | 11.7 | 20.2 | 10.7 | Yes | Both | 4 | 700 | 900 | 150 | 350 | 2025-01-01
215357800 | MIDEA | 37MGRAQ18CA3 |  | 12 | 20 | 10 | Yes | Both | 4 | 700 | 900 | 150 | 350 | 2025-01-01
215357803 | MIDEA | 37MGRAQ24DA3 |  | 12.5 | 21 | 9.5 | Yes | Both | 3 | 600 | 800 | 150 | 350 | 2025-01-01
215357809 | MIDEA | 37MGRAQ30EA3 |  | 12 | 21 | 9.5 | Yes | Both | 3 | 600 | 800 | 150 | 350 | 2025-01-01
215357812 | MIDEA | 37MGRAQ36EA3 |  | 11.7 | 20 | 9.2 | Yes | Both | 3 | 600 | 800 | 150 | 350 | 2025-01-01
215357815 | MIDEA | 37MGRAQ48FA3 |  | 12 | 20.5 | 10.6 | Yes | Both | 4 | 700 | 900 | 150 | 350 | 2025-01-01
215357818 | MIDEA | 37MGRAQ55FA3 |  | 10 | 18 | 9.3 | No | N/A | 3 | 600 | 800 | 150 | 350 | 2025-01-01
215471446 | MIDEA | MO4EX-H27B-2A |  | 12 | 21 | 9 | Yes | Both | 3 | 600 | 800 | 150 | 350 | 2025-01-01
215471449 | MIDEA | MO5EX-H36B-2A |  | 11.7 | 20 | 9.2 | Yes | Both | 3 | 600 | 800 | 150 | 350 | 2025-01-01
215471452 | MIDEA | MO6EX-H48B-2A |  | 12 | 20.4 | 10.6 | Yes | Both | 4 | 700 | 900 | 150 | 350 | 2025-01-01
215471455 | MIDEA | MO6EX-H60B-2A |  | 10 | 18 | 9.2 | No | N/A | 3 | 600 | 800 | 150 | 350 | 2025-01-01
215471458 | MIDEA | MO3HX-H18B-2A |  | 13 | 20 | 10 | Yes | Both | 4 | 700 | 900 | 150 | 350 | 2025-01-01
215471461 | MIDEA | MO4HX-H27B-2A |  | 12 | 19 | 9.5 | Yes | Both | 3 | 600 | 800 | 150 | 350 | 2025-01-01
215471464 | MIDEA | MO5HX-H36B-2A |  | 12 | 19.4 | 10.4 | Yes | Both | 4 | 700 | 900 | 150 | 350 | 2025-01-01
215471467 | MIDEA | MO6HX-H48B-2A |  | 11.7 | 20.4 | 11 | Yes | Both | 4 | 700 | 900 | 150 | 350 | 2025-01-01
215471470 | MIDEA | MO6HX-H60B-2A |  | 11.7 | 20 | 10.7 | Yes | Both | 4 | 700 | 900 | 150 | 350 | 2025-01-01
215471473 | MIDEA | MO3EX-H18B-2A |  | 12 | 20 | 10 | Yes | Both | 4 | 700 | 900 | 150 | 350 | 2025-01-01
216021060 | MIDEA | MDV-V36WMN10T |  | 12 | 17.8 | 9.6 | Yes | Both | 3 | 600 | 800 | 150 | 350 | 2025-01-01
216021061 | MIDEA | MDV-V48WMN10T |  | 11.7 | 17.6 | 10 | Yes | Both | 4 | 700 | 900 | 150 | 350 | 2025-01-01
216021062 | MIDEA | MDV-V60WMN10T |  | 9 | 17 | 9.2 | Yes | Yes | 3 | 600 | 800 | 150 | 350 | 2025-01-01
217196906 | MIDEA | M6OE30-60HFN10-M1P |  | 10 | 18 | 9.2 | No | N/A | 3 | 600 | 800 | 150 | 350 | 2025-01-01
217196909 | MIDEA | M6OE30-48HFN10-M1P |  | 12 | 20.4 | 10.6 | Yes | Both | 4 | 700 | 900 | 150 | 350 | 2025-01-01
217196912 | MIDEA | M5OD30-36HFN10-M1P |  | 11.7 | 20 | 9.2 | Yes | Both | 3 | 600 | 800 | 150 | 350 | 2025-01-01
217196918 | MIDEA | M3OX430-18HFN10-M1P |  | 12 | 20 | 10 | Yes | Both | 4 | 700 | 900 | 150 | 350 | 2025-01-01
217196915 | MIDEA | M4OD30-27HFN10-M1P |  | 12 | 21 | 9 | Yes | Both | 3 | 600 | 800 | 150 | 350 | 2025-01-01
207683484 | MIDEA | MMCMHAQ48EA3 |  | 11.7 | 20.9 | 9 | Yes | Both | 3 | 600 | 800 | 150 | 350 | 2025-01-01
201771977 | MIDEA | DLCMRAH27CAK |  | 11 | 20 | 8.5 | No | N/A | 2 | 500 | 700 | 100 | 300 | 2025-01-01
201771978 | MIDEA | DLCMRAH36DAK |  | 10 | 18.5 | 8.7 | No | N/A | 2 | 500 | 700 | 100 | 300 | 2025-01-01
201771979 | MIDEA | DLCMRAH48EAK |  | 10.1 | 18.3 | 9.6 | No | N/A | 3 | 600 | 800 | 150 | 350 | 2025-01-01
201830454 | MIDEA | MDV-H48DVN1-(C)* |  | 9 | 17 | 8.5 | No | N/A | 2 | 500 | 700 | 100 | 300 | 2025-01-01
201847071 | MIDEA | 38MGRQ18B--3 |  | 11.7 | 18.3 | 9 | Yes | No | 3 | 600 | 800 | 150 | 350 | 2025-01-01
201847074 | MIDEA | 38MGRQ36D--3 |  | 11.7 | 19 | 9.5 | No | N/A | 3 | 600 | 800 | 150 | 350 | 2025-01-01
201847075 | MIDEA | 38MGRQ48E--3 |  | 10.1 | 18.3 | 9.6 | No | N/A | 3 | 600 | 800 | 150 | 350 | 2025-01-01
201863403 | MIDEA | M2OF-18HFN1-M |  | 11.7 | 18.3 | 9 | No | N/A | 3 | 600 | 800 | 150 | 350 | 2025-01-01
201863404 | MIDEA | M3OF-27HFN1-M |  | 11 | 20 | 8.5 | No | N/A | 2 | 500 | 700 | 100 | 300 | 2025-01-01
201863405 | MIDEA | M4OF-36HFN1-M |  | 10 | 18.5 | 8.7 | No | N/A | 2 | 500 | 700 | 100 | 300 | 2025-01-01
201863406 | MIDEA | M5OF-48HFN1-M |  | 10.1 | 18.3 | 9.6 | No | N/A | 3 | 600 | 800 | 150 | 350 | 2025-01-01
204631559 | MIDEA | MV1-36DMN1-(C) |  | 11.7 | 17 | 9.2 | No | N/A | 3 | 600 | 800 | 150 | 350 | 2025-01-01
204631561 | MIDEA | MV1-48DMN1-(C) |  | 9.8 | 17.3 | 9 | No | N/A | 3 | 600 | 800 | 150 | 350 | 2025-01-01
204631563 | MIDEA | MV1-60DMN1-(C) |  | 9 | 16.6 | 8.7 | No | N/A | 2 | 500 | 700 | 100 | 300 | 2025-01-01
204711115 | MIDEA | 38MGRQ30D--3 |  | 10 | 18.5 | 8.7 | No | N/A | 2 | 500 | 700 | 100 | 300 | 2025-01-01
204707612 | MIDEA | 38MGRQ24C--3 |  | 11 | 20 | 8.5 | No | N/A | 2 | 500 | 700 | 100 | 300 | 2025-01-01
207642961 | MIDEA | 38MGRBQ18BA3 |  | 12 | 19 | 9.8 | Yes | Both | 3 | 600 | 800 | 150 | 350 | 2025-01-01
207642964 | MIDEA | 38MGHBQ24CA3 |  | 12.5 | 21.3 | 9.7 | Yes | Both | 3 | 600 | 800 | 150 | 350 | 2025-01-01
207642967 | MIDEA | 38MGHBQ30DA3 |  | 12 | 20 | 9.2 | Yes | No | 3 | 600 | 800 | 150 | 350 | 2025-01-01
207642970 | MIDEA | 38MGRBQ36DA3 |  | 11 | 20 | 9.2 | No | N/A | 3 | 600 | 800 | 150 | 350 | 2025-01-01
207642973 | MIDEA | 38MGHBQ48EA3 |  | 11.7 | 20.9 | 9 | Yes | Both | 3 | 600 | 800 | 150 | 350 | 2025-01-01
207642976 | MIDEA | 38MGHBQ36DA3 |  | 11.7 | 19 | 10 | Yes | No | 4 | 700 | 900 | 150 | 350 | 2025-01-01
207642979 | MIDEA | 38MGRBQ48EA3 |  | 10.8 | 20.5 | 9.7 | No | N/A | 3 | 600 | 800 | 150 | 350 | 2025-01-01
207643114 | MIDEA | DLCMRBH18BAK |  | 12 | 19 | 9.8 | Yes | Both | 3 | 600 | 800 | 150 | 350 | 2025-01-01
207643117 | MIDEA | DLCMHBH24CAK |  | 12.5 | 21.3 | 9.7 | Yes | Both | 3 | 600 | 800 | 150 | 350 | 2025-01-01
207643120 | MIDEA | DLCMHBH30DAK |  | 12 | 20 | 9.2 | Yes | No | 3 | 600 | 800 | 150 | 350 | 2025-01-01
207643122 | MIDEA | DLCMRBH36DAK |  | 11 | 20 | 9.2 | No | N/A | 3 | 600 | 800 | 150 | 350 | 2025-01-01
207643126 | MIDEA | DLCMHBH48EAK |  | 11.7 | 20.9 | 9 | Yes | Both | 3 | 600 | 800 | 150 | 350 | 2025-01-01
207643129 | MIDEA | DLCMHBH36DAK |  | 11.7 | 19 | 10 | Yes | No | 4 | 700 | 900 | 150 | 350 | 2025-01-01
207643132 | MIDEA | DLCMRBH48EAK |  | 10.8 | 20.5 | 9.7 | No | N/A | 3 | 600 | 800 | 150 | 350 | 2025-01-01
207659306 | MIDEA | M3OJ-27HFN1-M-CO |  | 11.7 | 21 | 9.2 | No | N/A | 3 | 600 | 800 | 150 | 350 | 2025-01-01
207683282 | MIDEA | M3OJ-27HFN1-M |  | 11.7 | 21 | 9.2 | No | N/A | 3 | 600 | 800 | 150 | 350 | 2025-01-01
207683489 | MIDEA | MMCMRAQ48EA3 |  | 10.8 | 20.5 | 9.7 | No | N/A | 3 | 600 | 800 | 150 | 350 | 2025-01-01
207683472 | MIDEA | MMCMRAQ18BA3 |  | 12 | 19 | 9.8 | Yes | Both | 3 | 600 | 800 | 150 | 350 | 2025-01-01
207683475 | MIDEA | MMCMHAQ24CA3 |  | 12.5 | 21.3 | 9.7 | Yes | Both | 3 | 600 | 800 | 150 | 350 | 2025-01-01
207683478 | MIDEA | MMCMHAQ30DA3 |  | 12 | 20 | 9.2 | Yes | No | 3 | 600 | 800 | 150 | 350 | 2025-01-01
207683481 | MIDEA | MMCMRAQ36DA3 |  | 11 | 20 | 9.2 | No | N/A | 3 | 600 | 800 | 150 | 350 | 2025-01-01
207683487 | MIDEA | MMCMHAQ36DA3 |  | 11.7 | 19 | 10 | Yes | No | 4 | 700 | 900 | 150 | 350 | 2025-01-01
207826704 | MIDEA | M4OG-36HFN1-M |  | 11 | 20 | 9.2 | No | N/A | 3 | 600 | 800 | 150 | 350 | 2025-01-01
207826707 | MIDEA | M5OG-48HFN1-M |  | 10.8 | 20.5 | 9.7 | No | N/A | 3 | 600 | 800 | 150 | 350 | 2025-01-01
208568364 | MIDEA | M3OJ-24HFN1-M |  | 12.5 | 21.3 | 9.7 | No | N/A | 3 | 600 | 800 | 150 | 350 | 2025-01-01
212604260 | MIDEA | MDV-V48WMN1T* |  | 9.4 | 17.3 | 9 | No | N/A | 3 | 600 | 800 | 150 | 350 | 2025-01-01
212604265 | MIDEA | MDV-V60WMN1T* |  | 8.9 | 17.2 | 8.7 | No | N/A | 2 | 500 | 700 | 100 | 300 | 2025-01-01
212604267 | MIDEA | MDV-V36WMN1T* |  | 9.45 | 17.4 | 8.8 | No | N/A | 2 | 500 | 700 | 100 | 300 | 2025-01-01
212604269 | MIDEA | MDV-V24WMN1T* |  | 10.8 | 17.2 | 8.85 | No | N/A | 2 | 500 | 700 | 100 | 300 | 2025-01-01
212604272 | MIDEA | MDV-V18WMN1T* |  | 11.7 | 17.15 | 8.85 | Yes | No | 2 | 500 | 700 | 100 | 300 | 2025-01-01
212406545 | MIDEA | MDV-V36WMN1TE* |  | 11.7 | 17.7 | 9.2 | Yes | No | 3 | 600 | 800 | 150 | 350 | 2025-01-01
212596836 | MIDEA | MDV-H48DVN1-(D)*** |  | 9 | 16 | 8.5 | No | N/A | 2 | 500 | 700 | 100 | 300 | 2025-01-01
216021057 | MIDEA | MDV-V18WMN10T |  | 11.7 | 17 | 9 | Yes | Both | 3 | 600 | 800 | 150 | 350 | 2025-01-01
216021058 | MIDEA | MDV-V24WMN10T |  | 11.7 | 17 | 9 | Yes | Both | 3 | 600 | 800 | 150 | 350 | 2025-01-01
216021059 | MIDEA | MDV-V30WMN10T |  | 12 | 17.8 | 9.8 | Yes | Both | 3 | 600 | 800 | 150 | 350 | 2025-01-01
8858351 | MIDEA | MCH4U-36PHH2 |  | 10.5 | 21.4 | 8.6 | No | N/A | 2 | 500 | 700 | 100 | 300 | 2025-01-01
8858352 | MIDEA | MCH3U-27PHH2 |  | 11.5 | 22 | 9.6 | No | N/A | 3 | 600 | 800 | 150 | 350 | 2025-01-01
212596837 | MIDEA | MDV-H48DVN1-(D)*** |  | 10.8 | 19 | 8.9 | No | N/A | 2 | 500 | 700 | 100 | 300 | 2025-01-01
212604259 | MIDEA | MDV-V48WMN1T* |  | 11 | 19 | 9.3 | No | N/A | 3 | 600 | 800 | 150 | 350 | 2025-01-01
212406544 | MIDEA | MDV-V36WMN1TE* |  | 12.1 | 19.2 | 9.5 | Yes | No | 3 | 600 | 800 | 150 | 350 | 2025-01-01
212604271 | MIDEA | MDV-V18WMN1T* |  | 12.5 | 19.2 | 9.4 | Yes | No | 3 | 600 | 800 | 150 | 350 | 2025-01-01
212604262 | MIDEA | MDV-V36WMN1T* |  | 11.7 | 18.4 | 9 | Yes | No | 3 | 600 | 800 | 150 | 350 | 2025-01-01
212604263 | MIDEA | MDV-V24WMN1T* |  | 12.2 | 18.8 | 9.2 | Yes | No | 3 | 600 | 800 | 150 | 350 | 2025-01-01
212604264 | MIDEA | MDV-V60WMN1T* |  | 9.5 | 18.8 | 9 | No | N/A | 3 | 600 | 800 | 150 | 350 | 2025-01-01
208568362 | MIDEA | M3OJ-24HFN1-M |  | 12.5 | 22.3 | 9.6 | No | N/A | 3 | 600 | 800 | 150 | 350 | 2025-01-01
207826706 | MIDEA | M5OG-48HFN1-M |  | 12.5 | 23.4 | 8.7 | No | N/A | 2 | 500 | 700 | 100 | 300 | 2025-01-01
207826703 | MIDEA | M4OG-36HFN1-M |  | 11.7 | 23.9 | 9.5 | No | N/A | 3 | 600 | 800 | 150 | 350 | 2025-01-01
207683488 | MIDEA | MMCMRAQ48EA3 |  | 12.5 | 23.4 | 8.7 | Yes | No | 2 | 500 | 700 | 100 | 300 | 2025-01-01
207683483 | MIDEA | MMCMHAQ48EA3 |  | 11.7 | 21.8 | 9.8 | Yes | Both | 3 | 600 | 800 | 150 | 350 | 2025-01-01
207683477 | MIDEA | MMCMHAQ30DA3 |  | 13 | 26 | 9.8 | Yes | Both | 3 | 600 | 800 | 150 | 350 | 2025-01-01
207683480 | MIDEA | MMCMRAQ36DA3 |  | 11.7 | 23.9 | 9.5 | Yes | No | 3 | 600 | 800 | 150 | 350 | 2025-01-01
207683471 | MIDEA | MMCMRAQ18BA3 |  | 13.9 | 22.9 | 10.5 | Yes | No | 4 | 700 | 900 | 150 | 350 | 2025-01-01
207683474 | MIDEA | MMCMHAQ24CA3 |  | 13.4 | 24.6 | 10 | Yes | Both | 4 | 700 | 900 | 150 | 350 | 2025-01-01
207683283 | MIDEA | M3OJ-27HFN1-M |  | 12.2 | 23.5 | 9.2 | No | N/A | 3 | 600 | 800 | 150 | 350 | 2025-01-01
207659307 | MIDEA | M3OJ-27HFN1-M-CO |  | 12.2 | 23.5 | 9.2 | No | N/A | 3 | 600 | 800 | 150 | 350 | 2025-01-01
207643131 | MIDEA | DLCMRBH48EAK |  | 11 | 21.1 | 9.5 | No | N/A | 3 | 600 | 800 | 150 | 350 | 2025-01-01
207643125 | MIDEA | DLCMHBH48EAK |  | 11 | 21.2 | 10 | Yes | Both | 4 | 700 | 900 | 150 | 350 | 2025-01-01
207643128 | MIDEA | DLCMHBH36DAK |  | 12.5 | 20 | 9.7 | Yes | Both | 3 | 600 | 800 | 150 | 350 | 2025-01-01
207643123 | MIDEA | DLCMRBH36DAK |  | 10.6 | 23.1 | 9.6 | No | N/A | 3 | 600 | 800 | 150 | 350 | 2025-01-01
207643116 | MIDEA | DLCMHBH24CAK |  | 12.5 | 22.3 | 9.6 | Yes | Both | 3 | 600 | 800 | 150 | 350 | 2025-01-01
207643119 | MIDEA | DLCMHBH30DAK |  | 12 | 22.4 | 9.5 | Yes | No | 3 | 600 | 800 | 150 | 350 | 2025-01-01
207643113 | MIDEA | DLCMRBH18BAK |  | 12.5 | 21 | 10.2 | Yes | No | 4 | 700 | 900 | 150 | 350 | 2025-01-01
207642975 | MIDEA | 38MGHBQ36DA3 |  | 13.6 | 22.2 | 10.3 | Yes | Both | 4 | 700 | 900 | 150 | 350 | 2025-01-01
207642978 | MIDEA | 38MGRBQ48EA3 |  | 12.5 | 23.4 | 8.7 | Yes | No | 2 | 500 | 700 | 100 | 300 | 2025-01-01
207642969 | MIDEA | 38MGRBQ36DA3 |  | 11.7 | 23.9 | 9.5 | Yes | No | 3 | 600 | 800 | 150 | 350 | 2025-01-01
207642972 | MIDEA | 38MGHBQ48EA3 |  | 11.7 | 21.8 | 9.8 | Yes | Both | 3 | 600 | 800 | 150 | 350 | 2025-01-01
207642963 | MIDEA | 38MGHBQ24CA3 |  | 13.4 | 24.6 | 10 | Yes | Both | 4 | 700 | 900 | 150 | 350 | 2025-01-01
207642966 | MIDEA | 38MGHBQ30DA3 |  | 13 | 26 | 9.8 | Yes | Both | 3 | 600 | 800 | 150 | 350 | 2025-01-01
207642960 | MIDEA | 38MGRBQ18BA3 |  | 13.9 | 22.9 | 10.5 | Yes | No | 4 | 700 | 900 | 150 | 350 | 2025-01-01
205092305 | MIDEA | MCH3U-27PHH2 |  | 12.5 | 21.5 | 9 | No | N/A | 3 | 600 | 800 | 150 | 350 | 2025-01-01
204711109 | MIDEA | 38MGRQ24C--3 |  | 12.5 | 23 | 9.2 | Yes | No | 3 | 600 | 800 | 150 | 350 | 2025-01-01
204631564 | MIDEA | MV1-60DMN1-(C) |  | 9.5 | 18.8 | 9 | No | N/A | 3 | 600 | 800 | 150 | 350 | 2025-01-01
204631562 | MIDEA | MV1-48DMN1-(C) |  | 10.8 | 18.8 | 9.3 | No | N/A | 3 | 600 | 800 | 150 | 350 | 2025-01-01
204631560 | MIDEA | MV1-36DMN1-(C) |  | 12.1 | 19.2 | 9.5 | No | N/A | 3 | 600 | 800 | 150 | 350 | 2025-01-01
201847001 | MIDEA | 38MGRQ18B--3 |  | 12 | 22.4 | 9.1 | Yes | No | 3 | 600 | 800 | 150 | 350 | 2025-01-01
201847004 | MIDEA | 38MGRQ36D--3 |  | 13.5 | 21.5 | 9.5 | Yes | Both | 3 | 600 | 800 | 150 | 350 | 2025-01-01
201847005 | MIDEA | 38MGRQ48E--3 |  | 12.5 | 23.7 | 8.6 | Yes | No | 2 | 500 | 700 | 100 | 300 | 2025-01-01
201771972 | MIDEA | DLCMRAH18BAK |  | 11.7 | 20.5 | 8.7 | Yes | No | 2 | 500 | 700 | 100 | 300 | 2025-01-01
201771973 | MIDEA | DLCMRAH27CAK |  | 11.5 | 22 | 9.6 | Yes | Both | 3 | 600 | 800 | 150 | 350 | 2025-01-01
207683486 | MIDEA | MMCMHAQ36DA3 |  | 13.6 | 22.2 | 10.3 | Yes | Both | 4 | 700 | 900 | 150 | 350 | 2025-01-01
216765627 | MIDEA | D5CMTAH18CAK |  | 11.7 | 18.5 | 9.2 | Yes | Both | 3 | 600 | 800 | 150 | 350 | 2025-01-01
216765628 | MIDEA | D5CMTAH27DAK |  | 10.5 | 18.5 | 8.5 | Yes | Yes | 2 | 500 | 700 | 100 | 300 | 2025-01-01
216765629 | MIDEA | D5CMTAH36EAK |  | 9.5 | 18.8 | 8.5 | Yes | Yes | 2 | 500 | 700 | 100 | 300 | 2025-01-01
216765630 | MIDEA | D5CMTAH48FAK |  | 10 | 18.7 | 9.5 | Yes | Yes | 3 | 600 | 800 | 150 | 350 | 2025-01-01
216765599 | MIDEA | 37MTRAQ18CA3 |  | 11.7 | 18.5 | 9.2 | Yes | Both | 3 | 600 | 800 | 150 | 350 | 2025-01-01
216765600 | MIDEA | 37MTRAQ27DA3 |  | 10.5 | 18.5 | 8.5 | Yes | Yes | 2 | 500 | 700 | 100 | 300 | 2025-01-01
216765601 | MIDEA | 37MTRAQ36EA3 |  | 9.5 | 18.8 | 8.5 | Yes | Yes | 2 | 500 | 700 | 100 | 300 | 2025-01-01
216765602 | MIDEA | 37MTRAQ48FA3 |  | 10 | 18.7 | 9.5 | Yes | Yes | 3 | 600 | 800 | 150 | 350 | 2025-01-01
9006310 | MIDEA | M2OF-18HFN1-M |  | 12 | 22.4 | 9.1 | No | N/A | 3 | 600 | 800 | 150 | 350 | 2025-01-01
9006311 | MIDEA | M3OF-27HFN1-M |  | 12.5 | 23 | 9.2 | No | N/A | 3 | 600 | 800 | 150 | 350 | 2025-01-01
9006312 | MIDEA | M4OF-36HFN1-M |  | 11.5 | 22.5 | 9 | No | N/A | 3 | 600 | 800 | 150 | 350 | 2025-01-01
9006313 | MIDEA | M5OF-48HFN1-M |  | 12.5 | 23.7 | 8.6 | No | N/A | 2 | 500 | 700 | 100 | 300 | 2025-01-01
8860223 | MIDEA | MCH5U-48PHH2 |  | 11 | 20.5 | 8.8 | No | N/A | 2 | 500 | 700 | 100 | 300 | 2025-01-01
8858353 | MIDEA | MCH2U-18PHH2 |  | 11.7 | 20.5 | 8.7 | No | N/A | 2 | 500 | 700 | 100 | 300 | 2025-01-01
217196917 | MIDEA | M3OX430-18HFN10-M1P |  | 14 | 25.1 | 9.8 | Yes | Both | 3 | 600 | 800 | 150 | 350 | 2025-01-01
217196911 | MIDEA | M5OD30-36HFN10-M1P |  | 12 | 24 | 9.5 | Yes | Both | 3 | 600 | 800 | 150 | 350 | 2025-01-01
217196914 | MIDEA | M4OD30-27HFN10-M1P |  | 13 | 25 | 9.5 | Yes | Both | 3 | 600 | 800 | 150 | 350 | 2025-01-01
217196908 | MIDEA | M6OE30-48HFN10-M1P |  | 12.5 | 24 | 10.3 | Yes | Both | 4 | 700 | 900 | 150 | 350 | 2025-01-01
217196905 | MIDEA | M6OE30-60HFN10-M1P |  | 10 | 22 | 9.5 | No | N/A | 3 | 600 | 800 | 150 | 350 | 2025-01-01
216021081 | MIDEA | MDV-V60WMN10T |  | 9.5 | 19.5 | 10.1 | Yes | Yes | 4 | 700 | 900 | 150 | 350 | 2025-01-01
216021071 | MIDEA | MDV-V18WMN10T |  | 12 | 17.5 | 10 | Yes | Both | 4 | 700 | 900 | 150 | 350 | 2025-01-01
216021073 | MIDEA | MDV-V24WMN10T |  | 11.7 | 18.5 | 10 | Yes | Both | 4 | 700 | 900 | 150 | 350 | 2025-01-01
216021075 | MIDEA | MDV-V30WMN10T |  | 14 | 20 | 10.1 | Yes | Both | 4 | 700 | 900 | 150 | 350 | 2025-01-01
216021077 | MIDEA | MDV-V36WMN10T |  | 13.3 | 20 | 10.1 | Yes | Both | 4 | 700 | 900 | 150 | 350 | 2025-01-01
216021079 | MIDEA | MDV-V48WMN10T |  | 11.7 | 20 | 10.1 | Yes | Both | 4 | 700 | 900 | 150 | 350 | 2025-01-01
215471469 | MIDEA | MO6HX-H60B-2A |  | 12 | 22.2 | 10.5 | Yes | Both | 4 | 700 | 900 | 150 | 350 | 2025-01-01
215471472 | MIDEA | MO3EX-H18B-2A |  | 14 | 25.1 | 9.8 | Yes | Both | 3 | 600 | 800 | 150 | 350 | 2025-01-01
215471463 | MIDEA | MO5HX-H36B-2A |  | 13 | 23 | 10.7 | Yes | Both | 4 | 700 | 900 | 150 | 350 | 2025-01-01
215471466 | MIDEA | MO6HX-H48B-2A |  | 12 | 23 | 11 | Yes | Both | 4 | 700 | 900 | 150 | 350 | 2025-01-01
215471457 | MIDEA | MO3HX-H18B-2A |  | 15 | 25 | 10.4 | Yes | Both | 4 | 700 | 900 | 150 | 350 | 2025-01-01
215471460 | MIDEA | MO4HX-H27B-2A |  | 12.5 | 23 | 10.5 | Yes | Both | 4 | 700 | 900 | 150 | 350 | 2025-01-01
215471451 | MIDEA | MO6EX-H48B-2A |  | 12.5 | 24 | 10.3 | Yes | Both | 4 | 700 | 900 | 150 | 350 | 2025-01-01
215471454 | MIDEA | MO6EX-H60B-2A |  | 10 | 22 | 9.5 | No | N/A | 3 | 600 | 800 | 150 | 350 | 2025-01-01
215471445 | MIDEA | MO4EX-H27B-2A |  | 13 | 25 | 9.5 | Yes | Both | 3 | 600 | 800 | 150 | 350 | 2025-01-01
215471448 | MIDEA | MO5EX-H36B-2A |  | 12 | 24 | 9.5 | Yes | Both | 3 | 600 | 800 | 150 | 350 | 2025-01-01
215357811 | MIDEA | 37MGRAQ36EA3 |  | 12 | 24 | 9.5 | Yes | Both | 3 | 600 | 800 | 150 | 350 | 2025-01-01
215357814 | MIDEA | 37MGRAQ48FA3 |  | 12.5 | 24 | 10.4 | Yes | Both | 4 | 700 | 900 | 150 | 350 | 2025-01-01
215357817 | MIDEA | 37MGRAQ55FA3 |  | 10 | 22 | 9.6 | No | N/A | 3 | 600 | 800 | 150 | 350 | 2025-01-01
215357802 | MIDEA | 37MGRAQ24DA3 |  | 13.5 | 25 | 9.5 | Yes | Both | 3 | 600 | 800 | 150 | 350 | 2025-01-01
215357808 | MIDEA | 37MGRAQ30EA3 |  | 13 | 25 | 10 | Yes | Both | 4 | 700 | 900 | 150 | 350 | 2025-01-01
215357796 | MIDEA | 37MGHAQ55FA3 |  | 12 | 22.3 | 10.5 | Yes | Both | 4 | 700 | 900 | 150 | 350 | 2025-01-01
215357799 | MIDEA | 37MGRAQ18CA3 |  | 14 | 25.2 | 9.8 | Yes | Both | 3 | 600 | 800 | 150 | 350 | 2025-01-01
215357790 | MIDEA | 37MGHAQ36EA3 |  | 13.1 | 23.1 | 10.7 | Yes | Both | 4 | 700 | 900 | 150 | 350 | 2025-01-01
215357793 | MIDEA | 37MGHAQ48FA3 |  | 12 | 23 | 11.3 | Yes | Both | 4 | 700 | 900 | 150 | 350 | 2025-01-01
215357781 | MIDEA | 37MGHAQ24DA3 |  | 13 | 24 | 10 | Yes | Both | 4 | 700 | 900 | 150 | 350 | 2025-01-01
215357787 | MIDEA | 37MGHAQ30EA3 |  | 13.2 | 24 | 10.7 | Yes | Both | 4 | 700 | 900 | 150 | 350 | 2025-01-01
215357778 | MIDEA | 37MGHAQ18CA3 |  | 15 | 25 | 10.5 | Yes | Both | 4 | 700 | 900 | 150 | 350 | 2025-01-01
215357442 | MIDEA | D5CMRAH48FAK |  | 12.5 | 24 | 10.4 | Yes | Both | 4 | 700 | 900 | 150 | 350 | 2025-01-01
215357450 | MIDEA | D5CMRAH55FAK |  | 10 | 22 | 9.6 | No | N/A | 3 | 600 | 800 | 150 | 350 | 2025-01-01
215357424 | MIDEA | D5CMRAH24DAK |  | 13.5 | 25 | 9.5 | Yes | Both | 3 | 600 | 800 | 150 | 350 | 2025-01-01
215357430 | MIDEA | D5CMRAH30EAK |  | 13 | 25 | 10 | Yes | Both | 4 | 700 | 900 | 150 | 350 | 2025-01-01
215357434 | MIDEA | D5CMRAH36EAK |  | 12 | 24 | 9.5 | Yes | Both | 3 | 600 | 800 | 150 | 350 | 2025-01-01
215357418 | MIDEA | D5CMHAH55FAK |  | 12 | 22.3 | 10.5 | Yes | Both | 4 | 700 | 900 | 150 | 350 | 2025-01-01
215357421 | MIDEA | D5CMRAH18CAK |  | 14 | 25.2 | 9.8 | Yes | Both | 3 | 600 | 800 | 150 | 350 | 2025-01-01
215357412 | MIDEA | D5CMHAH36EAK |  | 13.1 | 23.1 | 10.7 | Yes | Both | 4 | 700 | 900 | 150 | 350 | 2025-01-01
215357415 | MIDEA | D5CMHAH48FAK |  | 12 | 23 | 11.3 | Yes | Both | 4 | 700 | 900 | 150 | 350 | 2025-01-01
215357403 | MIDEA | D5CMHAH24DAK |  | 13 | 24 | 10 | Yes | Both | 4 | 700 | 900 | 150 | 350 | 2025-01-01
215357409 | MIDEA | D5CMHAH30EAK |  | 13.2 | 24 | 10.7 | Yes | Both | 4 | 700 | 900 | 150 | 350 | 2025-01-01
215357400 | MIDEA | D5CMHAH18CAK |  | 15 | 25 | 10.5 | Yes | Both | 4 | 700 | 900 | 150 | 350 | 2025-01-01
201771974 | MIDEA | DLCMRAH36DAK |  | 10.5 | 21.4 | 8.6 | Yes | Yes | 2 | 500 | 700 | 100 | 300 | 2025-01-01
201771975 | MIDEA | DLCMRAH48EAK |  | 11 | 20.5 | 8.8 | No | N/A | 2 | 500 | 700 | 100 | 300 | 2025-01-01
204722815 | MIDEA | 38MGRQ30D--3 |  | 12 | 22.5 | 9.5 | No | N/A | 3 | 600 | 800 | 150 | 350 | 2025-01-01
213363454 | MIDEA | DLCMTAH48EAK |  | 10 | 18.7 | 8.8 | Yes | Yes | 2 | 500 | 700 | 100 | 300 | 2025-01-01
213363457 | MIDEA | DLCMTAH27CAK |  | 11.5 | 20 | 8.5 | No | N/A | 2 | 500 | 700 | 100 | 300 | 2025-01-01
213363460 | MIDEA | DLCMTAH18BAK |  | 11.5 | 18 | 8.7 | Yes | Both | 2 | 500 | 700 | 100 | 300 | 2025-01-01
213363463 | MIDEA | DLCMTAH36DAK |  | 10 | 20 | 8.5 | No | N/A | 2 | 500 | 700 | 100 | 300 | 2025-01-01
213363562 | MIDEA | 38MTRAQ48EA3 |  | 10 | 18.7 | 8.8 | Yes | Yes | 2 | 500 | 700 | 100 | 300 | 2025-01-01
213363565 | MIDEA | 38MTRAQ18BA3 |  | 11.5 | 18 | 8.7 | Yes | Both | 2 | 500 | 700 | 100 | 300 | 2025-01-01
213363568 | MIDEA | 38MTRAQ36DA3 |  | 10 | 20 | 8.5 | No | N/A | 2 | 500 | 700 | 100 | 300 | 2025-01-01
213363571 | MIDEA | 38MTRAQ27CA3 |  | 11.5 | 20 | 8.5 | No | N/A | 2 | 500 | 700 | 100 | 300 | 2025-01-01
213087994 | MIDEA | MDV-H36DVN1-(D)*** |  | 12.1 | 19.2 | 9.2 | Yes | No | 3 | 600 | 800 | 150 | 350 | 2025-01-01
213062305 | MIDEA | MDV-H60DVN1-(D)*** |  | 9.5 | 18.6 | 8.7 | No | N/A | 2 | 500 | 700 | 100 | 300 | 2025-01-01
213088309 | MIDEA | MDV-H36DVN1-(D)*** |  | 11.9 | 18.25 | 9.15 | Yes | No | 3 | 600 | 800 | 150 | 350 | 2025-01-01
213088311 | MIDEA | MDV-H60DVN1-(D)*** |  | 8.9 | 17.25 | 8.35 | No | N/A | 1 | 400 | 600 | 100 | 300 | 2025-01-01
215357411 | MIDEA | D5CMHAH30EAK |  | 12.85 | 21.75 | 10.6 | Yes | Both | 4 | 700 | 900 | 150 | 350 | 2025-01-01
215357405 | MIDEA | D5CMHAH24DAK |  | 13 | 22 | 9.75 | Yes | Both | 3 | 600 | 800 | 150 | 350 | 2025-01-01
215357402 | MIDEA | D5CMHAH18CAK |  | 14 | 22.5 | 10.25 | Yes | Both | 4 | 700 | 900 | 150 | 350 | 2025-01-01
215357414 | MIDEA | D5CMHAH36EAK |  | 12.55 | 21.3 | 10.6 | Yes | Both | 4 | 700 | 900 | 150 | 350 | 2025-01-01
215357420 | MIDEA | D5CMHAH55FAK |  | 11.85 | 21.25 | 10.6 | Yes | Both | 4 | 700 | 900 | 150 | 350 | 2025-01-01
215357417 | MIDEA | D5CMHAH48FAK |  | 11.85 | 21.75 | 11.15 | Yes | Both | 4 | 700 | 900 | 150 | 350 | 2025-01-01
215357423 | MIDEA | D5CMRAH18CAK |  | 13 | 22.6 | 9.9 | Yes | Both | 3 | 600 | 800 | 150 | 350 | 2025-01-01
215357426 | MIDEA | D5CMRAH24DAK |  | 13 | 23 | 9.5 | Yes | Both | 3 | 600 | 800 | 150 | 350 | 2025-01-01
215357432 | MIDEA | D5CMRAH30EAK |  | 12.5 | 23 | 9.75 | Yes | Both | 3 | 600 | 800 | 150 | 350 | 2025-01-01
215357439 | MIDEA | D5CMRAH36EAK |  | 11.85 | 22 | 9.35 | Yes | Both | 3 | 600 | 800 | 150 | 350 | 2025-01-01
215357447 | MIDEA | D5CMRAH48FAK |  | 12.25 | 22.5 | 10.5 | Yes | Both | 4 | 700 | 900 | 150 | 350 | 2025-01-01
215357455 | MIDEA | D5CMRAH55FAK |  | 10 | 20 | 9.45 | No | N/A | 3 | 600 | 800 | 150 | 350 | 2025-01-01
215357783 | MIDEA | 37MGHAQ24DA3 |  | 13 | 22 | 9.75 | Yes | Both | 3 | 600 | 800 | 150 | 350 | 2025-01-01
215357780 | MIDEA | 37MGHAQ18CA3 |  | 14 | 22.5 | 10.25 | Yes | Both | 4 | 700 | 900 | 150 | 350 | 2025-01-01
215357789 | MIDEA | 37MGHAQ30EA3 |  | 12.85 | 21.75 | 10.6 | Yes | Both | 4 | 700 | 900 | 150 | 350 | 2025-01-01
215357792 | MIDEA | 37MGHAQ36EA3 |  | 12.55 | 21.3 | 10.6 | Yes | Both | 4 | 700 | 900 | 150 | 350 | 2025-01-01
215357801 | MIDEA | 37MGRAQ18CA3 |  | 13 | 22.6 | 9.9 | Yes | Both | 3 | 600 | 800 | 150 | 350 | 2025-01-01
215357798 | MIDEA | 37MGHAQ55FA3 |  | 11.85 | 21.25 | 10.6 | Yes | Both | 4 | 700 | 900 | 150 | 350 | 2025-01-01
215357795 | MIDEA | 37MGHAQ48FA3 |  | 11.85 | 21.75 | 11.15 | Yes | Both | 4 | 700 | 900 | 150 | 350 | 2025-01-01
215357804 | MIDEA | 37MGRAQ24DA3 |  | 13 | 23 | 9.5 | Yes | Both | 3 | 600 | 800 | 150 | 350 | 2025-01-01
215357813 | MIDEA | 37MGRAQ36EA3 |  | 11.85 | 22 | 9.35 | Yes | Both | 3 | 600 | 800 | 150 | 350 | 2025-01-01
215357810 | MIDEA | 37MGRAQ30EA3 |  | 12.5 | 23 | 9.75 | Yes | Both | 3 | 600 | 800 | 150 | 350 | 2025-01-01
215357816 | MIDEA | 37MGRAQ48FA3 |  | 12.25 | 22.5 | 10.5 | Yes | Both | 4 | 700 | 900 | 150 | 350 | 2025-01-01
215357819 | MIDEA | 37MGRAQ55FA3 |  | 10 | 20 | 9.45 | No | N/A | 3 | 600 | 800 | 150 | 350 | 2025-01-01
215471447 | MIDEA | MO4EX-H27B-2A |  | 12.5 | 23 | 9.25 | Yes | Both | 3 | 600 | 800 | 150 | 350 | 2025-01-01
215471450 | MIDEA | MO5EX-H36B-2A |  | 11.85 | 22 | 9.35 | Yes | Both | 3 | 600 | 800 | 150 | 350 | 2025-01-01
215471453 | MIDEA | MO6EX-H48B-2A |  | 12.25 | 22.2 | 10.45 | Yes | Both | 4 | 700 | 900 | 150 | 350 | 2025-01-01
215471462 | MIDEA | MO4HX-H27B-2A |  | 12.25 | 21 | 10 | Yes | Both | 4 | 700 | 900 | 150 | 350 | 2025-01-01
215471459 | MIDEA | MO3HX-H18B-2A |  | 14 | 22.5 | 10.2 | Yes | Both | 4 | 700 | 900 | 150 | 350 | 2025-01-01
215471456 | MIDEA | MO6EX-H60B-2A |  | 10 | 20 | 9.35 | No | N/A | 3 | 600 | 800 | 150 | 350 | 2025-01-01
215471465 | MIDEA | MO5HX-H36B-2A |  | 12.5 | 21.2 | 10.55 | Yes | Both | 4 | 700 | 900 | 150 | 350 | 2025-01-01
215471471 | MIDEA | MO6HX-H60B-2A |  | 11.85 | 21.1 | 10.6 | Yes | Both | 4 | 700 | 900 | 150 | 350 | 2025-01-01
215471468 | MIDEA | MO6HX-H48B-2A |  | 11.85 | 21.7 | 11 | Yes | Both | 4 | 700 | 900 | 150 | 350 | 2025-01-01
215471474 | MIDEA | MO3EX-H18B-2A |  | 13 | 22.55 | 9.9 | Yes | Both | 3 | 600 | 800 | 150 | 350 | 2025-01-01
216021080 | MIDEA | MDV-V48WMN10T |  | 11.7 | 18.8 | 10.05 | Yes | Both | 4 | 700 | 900 | 150 | 350 | 2025-01-01
216021078 | MIDEA | MDV-V36WMN10T |  | 12.65 | 18.9 | 9.85 | Yes | Both | 3 | 600 | 800 | 150 | 350 | 2025-01-01
216021076 | MIDEA | MDV-V30WMN10T |  | 13 | 18.9 | 9.95 | Yes | Both | 3 | 600 | 800 | 150 | 350 | 2025-01-01
216021074 | MIDEA | MDV-V24WMN10T |  | 11.7 | 17.75 | 9.5 | Yes | Both | 3 | 600 | 800 | 150 | 350 | 2025-01-01
216021072 | MIDEA | MDV-V18WMN10T |  | 11.85 | 17.25 | 9.5 | Yes | Both | 3 | 600 | 800 | 150 | 350 | 2025-01-01
216021082 | MIDEA | MDV-V60WMN10T |  | 9.5 | 18.25 | 9.65 | Yes | Yes | 3 | 600 | 800 | 150 | 350 | 2025-01-01
217196907 | MIDEA | M6OE30-60HFN10-M1P |  | 10 | 20 | 9.35 | No | N/A | 3 | 600 | 800 | 150 | 350 | 2025-01-01
217196910 | MIDEA | M6OE30-48HFN10-M1P |  | 12.25 | 22.2 | 10.45 | Yes | Both | 4 | 700 | 900 | 150 | 350 | 2025-01-01
217196913 | MIDEA | M5OD30-36HFN10-M1P |  | 11.85 | 22 | 9.35 | Yes | Both | 3 | 600 | 800 | 150 | 350 | 2025-01-01
217196916 | MIDEA | M4OD30-27HFN10-M1P |  | 12.5 | 23 | 9.25 | Yes | Both | 3 | 600 | 800 | 150 | 350 | 2025-01-01
217196919 | MIDEA | M3OX430-18HFN10-M1P |  | 13 | 22.55 | 9.9 | Yes | Both | 3 | 600 | 800 | 150 | 350 | 2025-01-01
207683485 | MIDEA | MMCMHAQ48EA3 |  | 11.7 | 21.35 | 9.4 | Yes | Both | 3 | 600 | 800 | 150 | 350 | 2025-01-01
10567787 | MIDEA | MCH2U-18PHH2 |  | 11.85 | 20.35 | 9.05 | No | N/A | 3 | 600 | 800 | 150 | 350 | 2025-01-01
10567790 | MIDEA | MCH5U-48PHH2 |  | 11.3 | 21 | 9.1 | No | N/A | 3 | 600 | 800 | 150 | 350 | 2025-01-01
10567794 | MIDEA | MCH3U-27PHH2 |  | 11.75 | 21.5 | 8.85 | No | N/A | 2 | 500 | 700 | 100 | 300 | 2025-01-01
10567795 | MIDEA | MCH4U-36PHH2 |  | 10.75 | 20.5 | 8.85 | No | N/A | 2 | 500 | 700 | 100 | 300 | 2025-01-01
201825405 | MIDEA | DLCMRAH18BAK |  | 11.7 | 19.4 | 8.85 | Yes | No | 2 | 500 | 700 | 100 | 300 | 2025-01-01
201825406 | MIDEA | DLCMRAH27CAK |  | 11.25 | 21 | 9.05 | No | N/A | 3 | 600 | 800 | 150 | 350 | 2025-01-01
201825407 | MIDEA | DLCMRAH36DAK |  | 10.25 | 19.95 | 8.65 | No | N/A | 2 | 500 | 700 | 100 | 300 | 2025-01-01
201825408 | MIDEA | DLCMRAH48EAK |  | 10.55 | 19.4 | 9.2 | No | N/A | 3 | 600 | 800 | 150 | 350 | 2025-01-01
204631565 | MIDEA | MV1-36DMN1-(C) |  | 11.9 | 18.1 | 9.35 | No | N/A | 3 | 600 | 800 | 150 | 350 | 2025-01-01
204631566 | MIDEA | MV1-48DMN1-(C) |  | 10.3 | 18.05 | 9.15 | No | N/A | 3 | 600 | 800 | 150 | 350 | 2025-01-01
204631567 | MIDEA | MV1-60DMN1-(C) |  | 9.25 | 17.7 | 8.85 | No | N/A | 2 | 500 | 700 | 100 | 300 | 2025-01-01
204722807 | MIDEA | 38MGRQ30D--3 |  | 10.75 | 20.5 | 8.85 | No | N/A | 2 | 500 | 700 | 100 | 300 | 2025-01-01
212524536 | MIDEA | MDV-V36WMN1TE* |  | 11.9 | 18.45 | 9.35 | Yes | No | 3 | 600 | 800 | 150 | 350 | 2025-01-01
207642962 | MIDEA | 38MGRBQ18BA3 |  | 12.95 | 20.95 | 10.15 | Yes | No | 4 | 700 | 900 | 150 | 350 | 2025-01-01
207642965 | MIDEA | 38MGHBQ24CA3 |  | 12.95 | 22.95 | 9.85 | Yes | Both | 3 | 600 | 800 | 150 | 350 | 2025-01-01
207642971 | MIDEA | 38MGRBQ36DA3 |  | 11.35 | 21.95 | 9.35 | No | N/A | 3 | 600 | 800 | 150 | 350 | 2025-01-01
207642968 | MIDEA | 38MGHBQ30DA3 |  | 12.5 | 23 | 9.5 | Yes | No | 3 | 600 | 800 | 150 | 350 | 2025-01-01
207642974 | MIDEA | 38MGHBQ48EA3 |  | 11.7 | 21.35 | 9.4 | Yes | Both | 3 | 600 | 800 | 150 | 350 | 2025-01-01
207642977 | MIDEA | 38MGHBQ36DA3 |  | 12.65 | 20.6 | 10.15 | Yes | Both | 4 | 700 | 900 | 150 | 350 | 2025-01-01
207642980 | MIDEA | 38MGRBQ48EA3 |  | 11.65 | 21.95 | 9.2 | No | N/A | 3 | 600 | 800 | 150 | 350 | 2025-01-01
207643121 | MIDEA | DLCMHBH30DAK |  | 12 | 21.2 | 9.35 | Yes | No | 3 | 600 | 800 | 150 | 350 | 2025-01-01
207643118 | MIDEA | DLCMHBH24CAK |  | 12.5 | 21.8 | 9.65 | Yes | Both | 3 | 600 | 800 | 150 | 350 | 2025-01-01
207643115 | MIDEA | DLCMRBH18BAK |  | 12.25 | 20 | 10 | Yes | No | 4 | 700 | 900 | 150 | 350 | 2025-01-01
207643124 | MIDEA | DLCMRBH36DAK |  | 10.8 | 21.55 | 9.4 | No | N/A | 3 | 600 | 800 | 150 | 350 | 2025-01-01
207643127 | MIDEA | DLCMHBH48EAK |  | 11.35 | 21.05 | 9.4 | Yes | Both | 3 | 600 | 800 | 150 | 350 | 2025-01-01
207643130 | MIDEA | DLCMHBH36DAK |  | 12.1 | 19.5 | 9.85 | Yes | Both | 3 | 600 | 800 | 150 | 350 | 2025-01-01
207643133 | MIDEA | DLCMRBH48EAK |  | 10.9 | 20.8 | 9.6 | No | N/A | 3 | 600 | 800 | 150 | 350 | 2025-01-01
207659308 | MIDEA | M3OJ-27HFN1-M-CO |  | 11.95 | 22.25 | 9.2 | No | N/A | 3 | 600 | 800 | 150 | 350 | 2025-01-01
207683284 | MIDEA | M3OJ-27HFN1-M |  | 11.95 | 22.25 | 9.2 | No | N/A | 3 | 600 | 800 | 150 | 350 | 2025-01-01
207683490 | MIDEA | MMCMRAQ48EA3 |  | 11.65 | 21.95 | 9.2 | No | N/A | 3 | 600 | 800 | 150 | 350 | 2025-01-01
207683495 | MIDEA | MMCMHAQ36DA3 |  | 12.65 | 20.6 | 10.15 | Yes | Both | 4 | 700 | 900 | 150 | 350 | 2025-01-01
207683473 | MIDEA | MMCMRAQ18BA3 |  | 12.95 | 20.95 | 10.15 | Yes | No | 4 | 700 | 900 | 150 | 350 | 2025-01-01
207683479 | MIDEA | MMCMHAQ30DA3 |  | 12.5 | 23 | 9.5 | Yes | No | 3 | 600 | 800 | 150 | 350 | 2025-01-01
207683476 | MIDEA | MMCMHAQ24CA3 |  | 12.95 | 22.95 | 9.85 | Yes | Both | 3 | 600 | 800 | 150 | 350 | 2025-01-01
207683482 | MIDEA | MMCMRAQ36DA3 |  | 11.35 | 21.95 | 9.35 | No | N/A | 3 | 600 | 800 | 150 | 350 | 2025-01-01
207826705 | MIDEA | M4OG-36HFN1-M |  | 11.35 | 21.95 | 9.35 | No | N/A | 3 | 600 | 800 | 150 | 350 | 2025-01-01
207826708 | MIDEA | M5OG-48HFN1-M |  | 11.65 | 21.95 | 9.2 | No | N/A | 3 | 600 | 800 | 150 | 350 | 2025-01-01
208568366 | MIDEA | M3OJ-24HFN1-M |  | 12.5 | 21.8 | 9.65 | Yes | Both | 3 | 600 | 800 | 150 | 350 | 2025-01-01
212604261 | MIDEA | MDV-V48WMN1T* |  | 10.2 | 18.15 | 9.15 | No | N/A | 3 | 600 | 800 | 150 | 350 | 2025-01-01
212604270 | MIDEA | MDV-V24WMN1T* |  | 11.5 | 18 | 9.03 | No | N/A | 3 | 600 | 800 | 150 | 350 | 2025-01-01
212604268 | MIDEA | MDV-V36WMN1T* |  | 10.58 | 17.9 | 8.9 | No | N/A | 2 | 500 | 700 | 100 | 300 | 2025-01-01
212604266 | MIDEA | MDV-V60WMN1T* |  | 9.2 | 18 | 8.85 | No | N/A | 2 | 500 | 700 | 100 | 300 | 2025-01-01
212604273 | MIDEA | MDV-V18WMN1T* |  | 12.1 | 18.18 | 9.13 | Yes | No | 3 | 600 | 800 | 150 | 350 | 2025-01-01
212596838 | MIDEA | MDV-H48DVN1-(D)*** |  | 9.9 | 17.5 | 8.7 | No | N/A | 2 | 500 | 700 | 100 | 300 | 2025-01-01
208568339 | MIDEA | MOX230-09HFN1-BW0W-9K | MSAG11B-09HRFN1-BU5W-9K | 13.8 | 23 | 9.8 | No | N/A | 3 | 600 | 800 | 150 | 350 | 2025-01-01
208568341 | MIDEA | MOD32-24HFN1-MT0W | MSAG11D-23HRFN1-MU0W | 13 | 21 | 8.5 | No | N/A | 2 | 500 | 700 | 100 | 300 | 2025-01-01
216607255 | MIDEA | MO1BS-H30B-2A | MSEEU-H30B-2A | 12 | 20.5 | 9.5 | Yes | No | 3 | 600 | 800 | 150 | 350 | 2025-01-01
216607256 | MIDEA | MO1BS-H36B-2A | MSEEU-H36B-2A | 8.6 | 19 | 8.5 | No | N/A | 2 | 500 | 700 | 100 | 300 | 2025-01-01
209847241 | MIDEA | MASAG18-21HS2GB | MASAG18-21HS2GA | 11 | 19.5 | 8.7 | No | N/A | 2 | 500 | 700 | 100 | 300 | 2025-01-01
209847242 | MIDEA | MASAG12-21HS1GB | MASAG12-21HS1GA | 10.3 | 20.8 | 8.7 | No | N/A | 2 | 500 | 700 | 100 | 300 | 2025-01-01
209847243 | MIDEA | MASAG12-21HS2GB | MASAG12-21HS2GA | 10.8 | 21.4 | 9.2 | No | N/A | 3 | 600 | 800 | 150 | 350 | 2025-01-01
209847244 | MIDEA | MASAG09-21HS1GB | MASAG09-21HS1GA | 12.5 | 21.5 | 9.1 | Yes | Both | 3 | 600 | 800 | 150 | 350 | 2025-01-01
209847245 | MIDEA | MASAG09-21HS2GB | MASAG09-21HS2GA | 12.6 | 21.7 | 9.4 | Yes | Both | 3 | 600 | 800 | 150 | 350 | 2025-01-01
209847246 | MIDEA | MASAG24-21HS2GB | MASAG24-21HS2GA | 9.5 | 18.5 | 8.6 | No | N/A | 2 | 500 | 700 | 100 | 300 | 2025-01-01
209270305 | MIDEA | 38MARBQ09AA3 | 40MCCAQ09XA3 | 13 | 24 | 12.4 | Yes | Both | 4 | 700 | 900 | 150 | 350 | 2025-01-01
209270306 | MIDEA | 38MARBQ18AA3 | 40MCCAQ18XA3 | 12.5 | 19.8 | 11.2 | Yes | Both | 4 | 700 | 900 | 150 | 350 | 2025-01-01
213214839 | MIDEA | 38MPRBQ09AA3 | DHMPHAQ09XA3 | 14.4 | 25.5 | 15 | Yes | Both | 4 | 700 | 900 | 150 | 350 | 2025-01-01
213214840 | MIDEA | 38MPRBQ12AA3 | DHMPHAQ12XA3 | 12.5 | 24 | 10.5 | Yes | Both | 4 | 700 | 900 | 150 | 350 | 2025-01-01
213214841 | MIDEA | 38MPRBQ18AA3 | DHMPHAQ18XA3 | 13.5 | 23.5 | 13.5 | Yes | Both | 4 | 700 | 900 | 150 | 350 | 2025-01-01
209270271 | MIDEA | DLCSRBH09AAK | DLFCCAH09XAK | 13 | 24 | 12.4 | Yes | Both | 4 | 700 | 900 | 150 | 350 | 2025-01-01
209270272 | MIDEA | DLCSRBH18AAK | DLFCCAH18XAK | 12.5 | 19.8 | 11.2 | Yes | Both | 4 | 700 | 900 | 150 | 350 | 2025-01-01
212521255 | MIDEA | 38MPRAQ09AA3 | DHMPHBQ09XA3 | 12.1 | 19.5 | 12.1 | Yes | No | 4 | 700 | 900 | 150 | 350 | 2025-01-01
212521256 | MIDEA | 38MPRAQ12AA3 | DHMPHBQ12XA3 | 11 | 18.2 | 10 | Yes | Both | 4 | 700 | 900 | 150 | 350 | 2025-01-01
212521269 | MIDEA | DLCPRAH09AAK | DLFPHBH09XAK | 12.1 | 19.5 | 12.1 | Yes | No | 4 | 700 | 900 | 150 | 350 | 2025-01-01
212521270 | MIDEA | DLCPRAH12AAK | DLFPHBH12XAK | 11 | 18.2 | 10 | Yes | Both | 4 | 700 | 900 | 150 | 350 | 2025-01-01
212521283 | MIDEA | 38MPRAQ18AA3 | DHMPHBQ18XA3 | 12.4 | 24.1 | 12 | Yes | Both | 4 | 700 | 900 | 150 | 350 | 2025-01-01
212521290 | MIDEA | DLCPRAH18AAK | DLFPHBH18XAK | 12.4 | 24.1 | 12 | Yes | Both | 4 | 700 | 900 | 150 | 350 | 2025-01-01
208771557 | MIDEA | MOD30U-36HFN1-M(GA) | MFGD-36HRFN1-MQ6W | 9.5 | 19.2 | 10 | No | N/A | 4 | 700 | 900 | 150 | 350 | 2025-01-01
208771558 | MIDEA | MOD30U-36HFN1-M(GA) | MFGD-36HRFN1-MQ5W | 9.5 | 19.2 | 10 | No | N/A | 4 | 700 | 900 | 150 | 350 | 2025-01-01
208568345 | MIDEA | MOX430-09HFN1-MZG5W | MSOP1B-09HRFN1-MZG5W | 16 | 28.5 | 18 | No | N/A | 4 | 700 | 900 | 150 | 350 | 2025-01-01
208568348 | MIDEA | MOX230-12HFN1-MV5W | MSEPB-12HRFN1-MW5W(GA) | 13.7 | 24.6 | 10.7 | No | N/A | 4 | 700 | 900 | 150 | 350 | 2025-01-01
208568350 | MIDEA | MOX430-18HFN1-MU0W | MSEPC-18HRFN1-MU0W | 12.5 | 23.5 | 10.8 | No | N/A | 4 | 700 | 900 | 150 | 350 | 2025-01-01
208568351 | MIDEA | MOD32-24HFN1-MT0W | MSEPD-24HRFN1-MU0W | 14 | 22 | 10 | No | N/A | 4 | 700 | 900 | 150 | 350 | 2025-01-01
208568353 | MIDEA | MOX230-09HFN1-MW5W | CCA3U-09HRFN1-M(C) | 13 | 20 | 10 | No | N/A | 4 | 700 | 900 | 150 | 350 | 2025-01-01
208568355 | MIDEA | MOX230-12HFN1-MV5W | CCA3U-12HRFN1-M(C) | 14 | 22.7 | 10 | No | N/A | 4 | 700 | 900 | 150 | 350 | 2025-01-01
208568357 | MIDEA | MOX430-18HFN1-MU0W | CCA3U-18HRFN1-M(C) | 12.5 | 20.5 | 10.5 | No | N/A | 4 | 700 | 900 | 150 | 350 | 2025-01-01
208568359 | MIDEA | MOX430-18HFN1-MU0W | MUEU-18HRFN1-M(C) | 12.5 | 23 | 10 | No | N/A | 4 | 700 | 900 | 150 | 350 | 2025-01-01
208447662 | MIDEA | DLCSRBH12AAK | DLFSHCH12XAK | 14 | 25.5 | 10.4 | Yes | Both | 4 | 700 | 900 | 150 | 350 | 2025-01-01
208447663 | MIDEA | DLCSRBH24AAK | DLFSHCH24XAK | 13 | 21.5 | 11.4 | Yes | Both | 4 | 700 | 900 | 150 | 350 | 2025-01-01
208447665 | MIDEA | DLCSRBH09AAK | DLFSHCH09XAK | 16.2 | 28.1 | 11.5 | Yes | Both | 4 | 700 | 900 | 150 | 350 | 2025-01-01
208447666 | MIDEA | DLCSRBH30AAK | DLFSHCH30XAK | 11.5 | 20.1 | 9 | No | N/A | 3 | 600 | 800 | 150 | 350 | 2025-01-01
208447667 | MIDEA | DLCSRBH18AAK | DLFSHCH18XAK | 12.5 | 21.5 | 11.3 | Yes | Both | 4 | 700 | 900 | 150 | 350 | 2025-01-01
208447668 | MIDEA | DLCSRBH12AAJ | DLFSHCH12XAJ | 13 | 23.5 | 10 | Yes | No | 4 | 700 | 900 | 150 | 350 | 2025-01-01
208447669 | MIDEA | DLCSRBH06AAK | DLFSHCH06XAK | 15.8 | 26.5 | 13.6 | Yes | Both | 4 | 700 | 900 | 150 | 350 | 2025-01-01
208447742 | MIDEA | DLCERBH12AAJ | DLFEHBH12XAJ | 10.3 | 20.8 | 8.7 | No | N/A | 2 | 500 | 700 | 100 | 300 | 2025-01-01
208447743 | MIDEA | DLCERBH09AAJ | DLFEHBH09XAJ | 12.5 | 21.5 | 9.1 | Yes | Both | 3 | 600 | 800 | 150 | 350 | 2025-01-01
208447745 | MIDEA | DLCERBH18AAK | DLFEHBH18XAK | 11 | 19.5 | 8.7 | No | N/A | 2 | 500 | 700 | 100 | 300 | 2025-01-01
208447746 | MIDEA | DLCERBH30AAK | DLFEHBH30XAK | 12.2 | 21 | 8.7 | Yes | No | 2 | 500 | 700 | 100 | 300 | 2025-01-01
208447747 | MIDEA | DLCERBH12AAK | DLFEHBH12XAK | 10.8 | 21.4 | 9.2 | No | N/A | 3 | 600 | 800 | 150 | 350 | 2025-01-01
208447748 | MIDEA | DLCERBH09AAK | DLFEHBH09XAK | 12.6 | 21.7 | 9.4 | Yes | Both | 3 | 600 | 800 | 150 | 350 | 2025-01-01
208447749 | MIDEA | DLCERBH24AAK | DLFEHBH24XAK | 9.5 | 18.5 | 8.6 | No | N/A | 2 | 500 | 700 | 100 | 300 | 2025-01-01
208447840 | MIDEA | 38MHRCQ12AA3 | 40MHHAQ12XA3 | 10.8 | 21.4 | 9.2 | No | N/A | 3 | 600 | 800 | 150 | 350 | 2025-01-01
208447841 | MIDEA | 38MHRCQ24AA3 | 40MHHAQ24XA3 | 9.5 | 18.5 | 8.6 | No | N/A | 2 | 500 | 700 | 100 | 300 | 2025-01-01
208447842 | MIDEA | 38MHRCQ12AA1 | 40MHHAQ12XA1 | 10.3 | 20.8 | 8.7 | No | N/A | 2 | 500 | 700 | 100 | 300 | 2025-01-01
208447852 | MIDEA | 38MHRCQ09AA1 | 40MHHAQ09XA1 | 12.5 | 21.5 | 9.1 | Yes | Both | 3 | 600 | 800 | 150 | 350 | 2025-01-01
208447853 | MIDEA | 38MHRCQ09AA3 | 40MHHAQ09XA3 | 12.6 | 21.7 | 9.4 | Yes | Both | 3 | 600 | 800 | 150 | 350 | 2025-01-01
208101281 | MIDEA | 38MBRCQ58AA3 | 40MBDQ58---3 | 10.3 | 17 | 8.4 | No | N/A | 1 | 400 | 600 | 100 | 300 | 2025-01-01
208101282 | MIDEA | 38MBRCQ58AA3 | 40MBFQ58---3 | 9.8 | 19.8 | 9 | No | N/A | 3 | 600 | 800 | 150 | 350 | 2025-01-01
208101295 | MIDEA | DLCLRCH58AAK | DLFLDAH58XAK | 10.3 | 17 | 8.4 | No | N/A | 1 | 400 | 600 | 100 | 300 | 2025-01-01
208101296 | MIDEA | DLCLRCH58AAK | DLFLFAH58XAK | 9.8 | 19.8 | 9 | No | N/A | 3 | 600 | 800 | 150 | 350 | 2025-01-01
208102129 | MIDEA | DLCSRBH30AAK11 | DLFSHBH30XAK | 12.2 | 21 | 8.7 | Yes | No | 2 | 500 | 700 | 100 | 300 | 2025-01-01
208102136 | MIDEA | 38MARBQ30AA311 | DHMAHBQ30XA3 | 11.5 | 20.1 | 9 | No | N/A | 3 | 600 | 800 | 150 | 350 | 2025-01-01
207826650 | MIDEA | DLCPRBH18AAK | DLFPHBH18XAK | 15.3 | 26.3 | 15.5 | Yes | Both | 4 | 700 | 900 | 150 | 350 | 2025-01-01
207826656 | MIDEA | 38MPRBQ18AA3 | DHMPHBQ18XA3 | 15.3 | 26.3 | 15.5 | Yes | Both | 4 | 700 | 900 | 150 | 350 | 2025-01-01
207826693 | MIDEA | MOX230-09HFN1-MW5W | MSEPB-09HRFN1-MY5W(GA) | 15 | 25.5 | 12.3 | No | N/A | 4 | 700 | 900 | 150 | 350 | 2025-01-01
207826694 | MIDEA | MOX330-12HFN1-MW5W | MSEPB-12HRFN1-MW5W(GA) | 14 | 25.5 | 10.4 | No | N/A | 4 | 700 | 900 | 150 | 350 | 2025-01-01
207826696 | MIDEA | MOD33-24HFN1-MT0W | MSEPD-24HRFN1-MU0W | 14 | 22 | 10 | No | N/A | 4 | 700 | 900 | 150 | 350 | 2025-01-01
207826697 | MIDEA | MOD33-24HFN1-MT0W | MUEU-24HRFN1-M(C) | 12.5 | 21.2 | 10.3 | No | N/A | 4 | 700 | 900 | 150 | 350 | 2025-01-01
207826698 | MIDEA | MOD33-24HFN1-MT0W | MTIU-24HWFN1-M | 12.5 | 19 | 11.2 | No | N/A | 4 | 700 | 900 | 150 | 350 | 2025-01-01
207826699 | MIDEA | MOD30U-36HFN1-MP0(GA) | MTI-36HWFN1-M | 8.8 | 15.8 | 8.8 | No | N/A | 2 | 500 | 700 | 100 | 300 | 2025-01-01
207826702 | MIDEA | MOX430-18HFN1-MU0W | MTIU-18HWFN1-M | 12.5 | 20 | 10.6 | No | N/A | 4 | 700 | 900 | 150 | 350 | 2025-01-01
207821928 | MIDEA | MOX230-09HFN1-BS5W | MSAG11A-09HRFN1-BS5W | 12.5 | 21.5 | 9.1 | No | N/A | 3 | 600 | 800 | 150 | 350 | 2025-01-01
207821929 | MIDEA | MOX230-09HFN1-BW0W | MSAG11B-09HRFN1-BU5W | 13.8 | 23 | 9.8 | No | N/A | 3 | 600 | 800 | 150 | 350 | 2025-01-01
207821930 | MIDEA | MOX230-09HFN1-MW5W | MSAG11B-09HRFN1-MX7W(GA) | 14.7 | 24 | 11.6 | No | N/A | 4 | 700 | 900 | 150 | 350 | 2025-01-01
207821931 | MIDEA | MOX230-12HFN1-BW0W | MSAG11B-12HRFN1-BU5W | 12.5 | 22.7 | 10.4 | No | N/A | 4 | 700 | 900 | 150 | 350 | 2025-01-01
207821932 | MIDEA | MOX230-12HFN1-MV5W | MSAG11B-12HRFN1-MV0W(GA) | 13 | 23.1 | 10.8 | No | N/A | 4 | 700 | 900 | 150 | 350 | 2025-01-01
207821933 | MIDEA | MOX430-18HFN1-MU0W | MSAG11D-18HRFN1-MT8W | 13.5 | 24 | 10.5 | No | N/A | 4 | 700 | 900 | 150 | 350 | 2025-01-01
207821934 | MIDEA | MOX430-18HFN1-MT8W | MSAG11D-18HRFN1-MT8W | 13.5 | 24 | 10.5 | No | N/A | 4 | 700 | 900 | 150 | 350 | 2025-01-01
207821935 | MIDEA | MOD33-24HFN1-MT0W | MSAG11D-23HRFN1-MU0W | 13 | 21 | 8.5 | No | N/A | 2 | 500 | 700 | 100 | 300 | 2025-01-01
207821936 | MIDEA | MOX130-09HFN1-MP0W | MSAFB-09HRDN1-MP0W | 10.5 | 18.5 | 8.8 | No | N/A | 2 | 500 | 700 | 100 | 300 | 2025-01-01
207821937 | MIDEA | MOX230-17HDN1-MP0W | MSAFC-17HRDN1-MP0W | 9.9 | 18.3 | 8.7 | No | N/A | 2 | 500 | 700 | 100 | 300 | 2025-01-01
207821938 | MIDEA | MOX430-12HFN1-MZ60W | MSOP1B-12HRFN1-MZ60W | 14 | 27 | 12 | No | N/A | 4 | 700 | 900 | 150 | 350 | 2025-01-01
207821939 | MIDEA | MOD33-24HFN1-MT0W | MCD1-24HRFN1-MT0W(GA) | 12.5 | 21.5 | 9.7 | No | N/A | 3 | 600 | 800 | 150 | 350 | 2025-01-01
207821940 | MIDEA | MOD30U-36HFN1-MP0(GA) | MCD1-36HRFN1-M(GA) | 9.4 | 19.2 | 8.8 | No | N/A | 2 | 500 | 700 | 100 | 300 | 2025-01-01
207821941 | MIDEA | MOE30U-48HFN1-MP0(GA) | MCD1-48HRFN1-M(GA) | 9.5 | 18.5 | 9.8 | No | N/A | 3 | 600 | 800 | 150 | 350 | 2025-01-01
207821942 | MIDEA | MOD30U-36HFN1-MP0(GA) | MUE-36HRFN1-M(C) | 8.5 | 19 | 9 | No | N/A | 3 | 600 | 800 | 150 | 350 | 2025-01-01
207821943 | MIDEA | MOE30U-48HFN1-MP0(GA) | MUE-48HRFN1-M(C) | 9.3 | 18.9 | 10 | No | N/A | 4 | 700 | 900 | 150 | 350 | 2025-01-01
207801574 | MIDEA | DLCSRBH18AAK | DLFSDAH24XAK | 12.1 | 18 | 10.5 | Yes | Both | 4 | 700 | 900 | 150 | 350 | 2025-01-01
207801582 | MIDEA | 38MARBQ18AA3 | 40MBDQ24---3 | 12.1 | 18 | 10.5 | Yes | Both | 4 | 700 | 900 | 150 | 350 | 2025-01-01
207742396 | MIDEA | MOX230-12HFN1-MV5W | MTIU-12HWFN1-M | 11.7 | 19 | 10.3 | No | N/A | 4 | 700 | 900 | 150 | 350 | 2025-01-01
207742397 | MIDEA | MOCA31-18HFN1-MT0W | MTIU-18HWFN1-M | 11.7 | 18.5 | 9.2 | No | N/A | 3 | 600 | 800 | 150 | 350 | 2025-01-01
207742398 | MIDEA | MOD31-24HFN1-MT0W | MTIU-24HWFN1-M | 11.7 | 19 | 10 | No | N/A | 4 | 700 | 900 | 150 | 350 | 2025-01-01
207683277 | MIDEA | MOD31-36HFN1-MP0W | MSABF-36HRFNX-MQ0W | 8.5 | 17.5 | 8.7 | No | N/A | 2 | 500 | 700 | 100 | 300 | 2025-01-01
207683314 | MIDEA | 38MBRCQ36AA3 | 40MBCAQ36XA3 | 9.4 | 19.2 | 8.8 | No | N/A | 2 | 500 | 700 | 100 | 300 | 2025-01-01
207683315 | MIDEA | 38MBRCQ36AA3 | 40MBDQ36---3 | 8.8 | 15.8 | 8.8 | No | N/A | 2 | 500 | 700 | 100 | 300 | 2025-01-01
207683316 | MIDEA | 38MBRCQ36AA3 | 40MBFQ36---3 | 8.5 | 19 | 9 | No | N/A | 3 | 600 | 800 | 150 | 350 | 2025-01-01
207683317 | MIDEA | 38MBRCQ48AA3 | 40MBCAQ48XA3 | 9.5 | 18.5 | 9.8 | No | N/A | 3 | 600 | 800 | 150 | 350 | 2025-01-01
207683319 | MIDEA | 38MBRCQ48AA3 | 40MBFQ48---3 | 9.3 | 18.9 | 10 | Yes | Yes | 4 | 700 | 900 | 150 | 350 | 2025-01-01
207683320 | MIDEA | 38MARBQ24AA3 | 40MBCAQ24XA3 | 11 | 20.5 | 11.5 | Yes | Both | 4 | 700 | 900 | 150 | 350 | 2025-01-01
207683363 | MIDEA | DLCLRCH36AAK | DLFLCBH36XAK | 9.4 | 19.2 | 8.8 | No | N/A | 2 | 500 | 700 | 100 | 300 | 2025-01-01
207683364 | MIDEA | DLCLRCH36AAK | DLFLDAH36XAK | 8.8 | 15.8 | 8.8 | No | N/A | 2 | 500 | 700 | 100 | 300 | 2025-01-01
207683365 | MIDEA | DLCLRCH36AAK | DLFLFAH36XAK | 8.5 | 19 | 9 | No | N/A | 3 | 600 | 800 | 150 | 350 | 2025-01-01
207683366 | MIDEA | DLCLRCH48AAK | DLFLCBH48XAK | 9.5 | 18.5 | 9.8 | No | N/A | 3 | 600 | 800 | 150 | 350 | 2025-01-01
207683368 | MIDEA | DLCLRCH48AAK | DLFLFAH48XAK | 9.3 | 18.9 | 10 | Yes | Yes | 4 | 700 | 900 | 150 | 350 | 2025-01-01
207683369 | MIDEA | DLCSRBH24AAK | DLFSCBH24XAK | 11 | 20.5 | 11.5 | Yes | Both | 4 | 700 | 900 | 150 | 350 | 2025-01-01
207614957 | MIDEA | 38MPRBQ09AA3 | DHMPHBQ09XA3 | 16 | 28.5 | 18 | Yes | Both | 4 | 700 | 900 | 150 | 350 | 2025-01-01
207614958 | MIDEA | 38MPRBQ12AA3 | DHMPHBQ12XA3 | 14 | 27 | 12 | Yes | Both | 4 | 700 | 900 | 150 | 350 | 2025-01-01
207614971 | MIDEA | DLCPRBH09AAK | DLFPHBH09XAK | 16 | 27 | 17.5 | Yes | Both | 4 | 700 | 900 | 150 | 350 | 2025-01-01
207614972 | MIDEA | DLCPRBH12AAK | DLFPHBH12XAK | 14 | 25.3 | 11.7 | Yes | Both | 4 | 700 | 900 | 150 | 350 | 2025-01-01
207571400 | MIDEA | MOD30-30HFN1-MS0W | MSAGF-30HRFN1-MT0W | 12.2 | 21 | 8.2 | No | N/A | 1 | 400 | 600 | 100 | 300 | 2025-01-01
207571412 | MIDEA | MOD30-30HFN1-MS0WXT | MSAGF-30HRFN1-MT0WXT | 12.2 | 21 | 8.2 | No | N/A | 1 | 400 | 600 | 100 | 300 | 2025-01-01
207188923 | MIDEA | DLCSRBH06AAK | DLFSHBH06XAK | 15 | 23.5 | 12 | Yes | Both | 4 | 700 | 900 | 150 | 350 | 2025-01-01
207188924 | MIDEA | DLCSRBH30AAK | DLFSHBH30XAK | 12.2 | 21 | 8.2 | Yes | No | 1 | 400 | 600 | 100 | 300 | 2025-01-01
207188936 | MIDEA | 38MARBQ06AA3 | DHMAHBQ06XA3 | 15.8 | 26.5 | 13.6 | Yes | Both | 4 | 700 | 900 | 150 | 350 | 2025-01-01
206382732 | MIDEA | 38MHRCQ18AA3 | 40MHHQ18---3 | 11.2 | 19 | 9.1 | No | N/A | 3 | 600 | 800 | 150 | 350 | 2025-01-01
206382733 | MIDEA | 38MHRCQ24AA3 | 40MHHQ24---3 | 9.4 | 19 | 8.8 | No | N/A | 2 | 500 | 700 | 100 | 300 | 2025-01-01
206396050 | MIDEA | 38MAQB12R--1 | DHMAHBQ12XA1 | 11.3 | 19.8 | 8.5 | No | N/A | 2 | 500 | 700 | 100 | 300 | 2025-01-01
206396052 | MIDEA | 38MAQB12R--3 | DHMAHBQ12XA3 | 11.7 | 20.3 | 8.5 | Yes | No | 2 | 500 | 700 | 100 | 300 | 2025-01-01
206400660 | MIDEA | 38MARBQ09AA3 | DHMSHAQ09XA3 | 15.6 | 25 | 11 | Yes | No | 4 | 700 | 900 | 150 | 350 | 2025-01-01
206400661 | MIDEA | 38MARBQ12AA3 | DHMSHAQ12XA3 | 13.5 | 23.6 | 9.5 | Yes | Both | 3 | 600 | 800 | 150 | 350 | 2025-01-01
206400662 | MIDEA | 38MARBQ18AA3 | DHMSHAQ18XA3 | 12.5 | 19.4 | 10 | Yes | No | 4 | 700 | 900 | 150 | 350 | 2025-01-01
206400663 | MIDEA | 38MARBQ24AA3 | DHMSHAQ24XA3 | 11.7 | 18.9 | 10.4 | Yes | Both | 4 | 700 | 900 | 150 | 350 | 2025-01-01
206348128 | MIDEA | MICVRAQ09AA1 | MIFVHAQ09XA1 | 10.1 | 17 | 9 | No | N/A | 3 | 600 | 800 | 150 | 350 | 2025-01-01
206348129 | MIDEA | MICVRAQ12AA1 | MIFVHAQ12XA1 | 8.8 | 17.4 | 8.7 | No | N/A | 2 | 500 | 700 | 100 | 300 | 2025-01-01
206348130 | MIDEA | MICVRAQ09AA3 | MIFVHAQ09XA3 | 8.8 | 17.6 | 8.8 | No | N/A | 2 | 500 | 700 | 100 | 300 | 2025-01-01
206348131 | MIDEA | MICVRAQ12AA3 | MIFVHAQ12XA3 | 8.8 | 17.6 | 8.8 | No | N/A | 2 | 500 | 700 | 100 | 300 | 2025-01-01
206348132 | MIDEA | MICVRAQ18AA3 | MIFVHAQ18XA3 | 9.9 | 18.3 | 8.7 | No | N/A | 2 | 500 | 700 | 100 | 300 | 2025-01-01
206350308 | MIDEA | 38MARBQ30AA3 | DHMAHBQ30XA3 | 11.5 | 20 | 9.2 | No | N/A | 3 | 600 | 800 | 150 | 350 | 2025-01-01
206350317 | MIDEA | 38MARBQ12AA1 | DHMAHBQ12XA1 | 13 | 23.5 | 10 | Yes | No | 4 | 700 | 900 | 150 | 350 | 2025-01-01
206350318 | MIDEA | 38MARBQ09AA3 | DHMAHBQ09XA3 | 16.2 | 28.1 | 11.5 | Yes | Both | 4 | 700 | 900 | 150 | 350 | 2025-01-01
206350319 | MIDEA | 38MARBQ12AA3 | DHMAHBQ12XA3 | 14 | 25.5 | 10.4 | Yes | Both | 4 | 700 | 900 | 150 | 350 | 2025-01-01
206350320 | MIDEA | 38MARBQ18AA3 | DHMAHBQ18XA3 | 12.5 | 21.5 | 11.3 | Yes | Both | 4 | 700 | 900 | 150 | 350 | 2025-01-01
206350321 | MIDEA | 38MARBQ24AA3 | DHMAHBQ24XA3 | 13 | 21.5 | 11.4 | Yes | Both | 4 | 700 | 900 | 150 | 350 | 2025-01-01
206350371 | MIDEA | 38MARBQ09AA3 | 40MBCQ09---3 | 13 | 20.5 | 10.3 | Yes | Both | 4 | 700 | 900 | 150 | 350 | 2025-01-01
206350372 | MIDEA | 38MARBQ09AA3 | 40MBDQ09---3 | 13.2 | 20.2 | 12 | Yes | Both | 4 | 700 | 900 | 150 | 350 | 2025-01-01
206350373 | MIDEA | 38MARBQ12AA3 | 40MBCQ12---3 | 12.7 | 22.3 | 10.2 | Yes | Both | 4 | 700 | 900 | 150 | 350 | 2025-01-01
206350374 | MIDEA | 38MARBQ12AA3 | 40MBDQ12---3 | 11.7 | 19.5 | 10 | Yes | Both | 4 | 700 | 900 | 150 | 350 | 2025-01-01
206350375 | MIDEA | 38MARBQ12AA3 | 40MBFQ12---3 | 13 | 23.6 | 10 | Yes | Both | 4 | 700 | 900 | 150 | 350 | 2025-01-01
206350376 | MIDEA | 38MARBQ18AA3 | 40MBCQ18---3 | 12.5 | 20 | 9.5 | Yes | Both | 3 | 600 | 800 | 150 | 350 | 2025-01-01
206350377 | MIDEA | 38MARBQ18AA3 | 40MBDQ18---3 | 11.7 | 18 | 9.5 | Yes | Both | 3 | 600 | 800 | 150 | 350 | 2025-01-01
206350378 | MIDEA | 38MARBQ18AA3 | 40MBFQ18---3 | 12.5 | 20.5 | 9.8 | Yes | Both | 3 | 600 | 800 | 150 | 350 | 2025-01-01
206350380 | MIDEA | 38MARBQ24AA3 | 40MBDQ24---3 | 12 | 19.2 | 10.5 | Yes | Both | 4 | 700 | 900 | 150 | 350 | 2025-01-01
206350381 | MIDEA | 38MARBQ24AA3 | 40MBFQ24---3 | 11.7 | 20.5 | 11 | Yes | Both | 4 | 700 | 900 | 150 | 350 | 2025-01-01
206350448 | MIDEA | DLCSRBH09AAK | DLFSCAH09XAK | 13 | 20.5 | 10.3 | Yes | Both | 4 | 700 | 900 | 150 | 350 | 2025-01-01
206350449 | MIDEA | DLCSRBH09AAK | DLFSDAH09XAK | 13.2 | 20.2 | 12 | Yes | Both | 4 | 700 | 900 | 150 | 350 | 2025-01-01
206350450 | MIDEA | DLCSRBH12AAK | DLFSCAH12XAK | 12.7 | 22.3 | 10.2 | Yes | Both | 4 | 700 | 900 | 150 | 350 | 2025-01-01
206350451 | MIDEA | DLCSRBH12AAK | DLFSDAH12XAK | 11.7 | 19.5 | 10 | Yes | Both | 4 | 700 | 900 | 150 | 350 | 2025-01-01
206350452 | MIDEA | DLCSRBH12AAK | DLFSFAH12XAK | 13 | 23.6 | 10 | Yes | Both | 4 | 700 | 900 | 150 | 350 | 2025-01-01
206350453 | MIDEA | DLCSRBH18AAK | DLFSCAH18XAK | 12.5 | 20 | 9.5 | Yes | Both | 3 | 600 | 800 | 150 | 350 | 2025-01-01
206350454 | MIDEA | DLCSRBH18AAK | DLFSDAH18XAK | 11.7 | 18 | 9.5 | Yes | Both | 3 | 600 | 800 | 150 | 350 | 2025-01-01
206350455 | MIDEA | DLCSRBH18AAK | DLFSFAH18XAK | 12.5 | 20.5 | 9.8 | Yes | Both | 3 | 600 | 800 | 150 | 350 | 2025-01-01
206350457 | MIDEA | DLCSRBH24AAK | DLFSDAH24XAK | 12 | 19.2 | 10.5 | Yes | Both | 4 | 700 | 900 | 150 | 350 | 2025-01-01
206350458 | MIDEA | DLCSRBH24AAK | DLFSFAH24XAK | 11.7 | 20.5 | 11 | Yes | Both | 4 | 700 | 900 | 150 | 350 | 2025-01-01
206361898 | MIDEA | DLCSRBH12AAJ | DLFSHBH12XAJ | 12.5 | 22.7 | 10.4 | Yes | No | 4 | 700 | 900 | 150 | 350 | 2025-01-01
206361899 | MIDEA | DLCSRBH09AAK | DLFSHBH09XAK | 15.8 | 26.4 | 11.6 | Yes | Both | 4 | 700 | 900 | 150 | 350 | 2025-01-01
206361900 | MIDEA | DLCSRBH12AAK | DLFSHBH12XAK | 13 | 23.1 | 10.5 | Yes | Both | 4 | 700 | 900 | 150 | 350 | 2025-01-01
206361901 | MIDEA | DLCSRBH18AAK | DLFSHBH18XAK | 13 | 22 | 10.6 | Yes | Both | 4 | 700 | 900 | 150 | 350 | 2025-01-01
206361902 | MIDEA | DLCSRBH24AAK | DLFSHBH24XAK | 12.5 | 22.3 | 10.3 | Yes | Both | 4 | 700 | 900 | 150 | 350 | 2025-01-01
206188275 | MIDEA | 38MBRBQ36AA3 | 40MBFQ36---3 | 8 | 17 | 8.8 | No | N/A | 2 | 500 | 700 | 100 | 300 | 2025-01-01
206188276 | MIDEA | 38MBRBQ36AA3 | 40MBCQ36---3 | 9 | 17.6 | 9.2 | No | N/A | 3 | 600 | 800 | 150 | 350 | 2025-01-01
206188277 | MIDEA | 38MBRBQ36AA3 | 40MBDQ36---3 | 8.8 | 15.8 | 8.8 | No | N/A | 2 | 500 | 700 | 100 | 300 | 2025-01-01
206188278 | MIDEA | 38MBRBQ48AA3 | 40MBFQ48---3 | 9 | 18 | 9 | No | N/A | 3 | 600 | 800 | 150 | 350 | 2025-01-01
206188279 | MIDEA | 38MBRBQ48AA3 | 40MBCQ48---3 | 9.5 | 17 | 8.8 | No | N/A | 2 | 500 | 700 | 100 | 300 | 2025-01-01
206188324 | MIDEA | DLCLRBH36AAK | DLFLFAH36XAK | 8 | 17 | 8.8 | No | N/A | 2 | 500 | 700 | 100 | 300 | 2025-01-01
206188325 | MIDEA | DLCLRBH36AAK | DLFLCAH36XAK | 9 | 17.6 | 9.2 | No | N/A | 3 | 600 | 800 | 150 | 350 | 2025-01-01
206188326 | MIDEA | DLCLRBH36AAK | DLFLDAH36XAK | 8.8 | 15.8 | 8.8 | No | N/A | 2 | 500 | 700 | 100 | 300 | 2025-01-01
206188327 | MIDEA | DLCLRBH48AAK | DLFLFAH48XAK | 9 | 18 | 9 | No | N/A | 3 | 600 | 800 | 150 | 350 | 2025-01-01
206188328 | MIDEA | DLCLRBH48AAK | DLFLCAH48XAK | 9.5 | 17 | 8.8 | No | N/A | 2 | 500 | 700 | 100 | 300 | 2025-01-01
205967936 | MIDEA | 38MVRAQ09AA1 | DHMVHAQ09XA1 | 10.1 | 17 | 9 | No | N/A | 3 | 600 | 800 | 150 | 350 | 2025-01-01
205967937 | MIDEA | 38MVRAQ12AA1 | DHMVHAQ12XA1 | 8.8 | 17.4 | 8.7 | No | N/A | 2 | 500 | 700 | 100 | 300 | 2025-01-01
205967938 | MIDEA | 38MVRAQ09AA3 | DHMVHAQ09XA3 | 10.5 | 18.5 | 8.8 | Yes | Yes | 2 | 500 | 700 | 100 | 300 | 2025-01-01
205967939 | MIDEA | 38MVRAQ12AA3 | DHMVHAQ12XA3 | 8.8 | 17.6 | 8.8 | No | N/A | 2 | 500 | 700 | 100 | 300 | 2025-01-01
205967940 | MIDEA | 38MVRAQ18AA3 | DHMVHAQ18XA3 | 9.9 | 18.3 | 8.7 | No | N/A | 2 | 500 | 700 | 100 | 300 | 2025-01-01
205968009 | MIDEA | DLCVRAH09AAJ | DLFVHAH09XAJ | 10.1 | 17 | 9 | No | N/A | 3 | 600 | 800 | 150 | 350 | 2025-01-01
205968010 | MIDEA | DLCVRAH12AAJ | DLFVHAH12XAJ | 8.8 | 17.4 | 8.7 | No | N/A | 2 | 500 | 700 | 100 | 300 | 2025-01-01
205968011 | MIDEA | DLCVRAH09AAK | DLFVHAH09XAK | 10.5 | 18.5 | 8.8 | Yes | Yes | 2 | 500 | 700 | 100 | 300 | 2025-01-01
205968012 | MIDEA | DLCVRAH12AAK | DLFVHAH12XAK | 8.8 | 17.6 | 8.8 | No | N/A | 2 | 500 | 700 | 100 | 300 | 2025-01-01
205968013 | MIDEA | DLCVRAH18AAK | DLFVHAH18XAK | 9.9 | 18.3 | 8.7 | No | N/A | 2 | 500 | 700 | 100 | 300 | 2025-01-01
205958322 | MIDEA | MOX130-09HFN1-BP0W | MSAFA-09HRDN1-BP0W | 10.1 | 17 | 9 | No | N/A | 3 | 600 | 800 | 150 | 350 | 2025-01-01
205958323 | MIDEA | MOX130-12HFN1-BP0W | MSAFB-12HRDN1-BP0W | 8.8 | 17.4 | 8.7 | No | N/A | 2 | 500 | 700 | 100 | 300 | 2025-01-01
205958324 | MIDEA | MOX130-12HFN1-MP0W | MSAFB-12HRDN1-MP0W | 8.8 | 17.6 | 8.8 | No | N/A | 2 | 500 | 700 | 100 | 300 | 2025-01-01
205958325 | MIDEA | MOX230-17HFN1-MP0W | MSAFC-17HRDN1-MP0W | 9.9 | 18.3 | 8.7 | No | N/A | 2 | 500 | 700 | 100 | 300 | 2025-01-01
205767335 | MIDEA | MOE30U-36HFN1-M-[X] | MUE-36HRFN1-M(C) | 8.5 | 17.5 | 9 | No | N/A | 3 | 600 | 800 | 150 | 350 | 2025-01-01
205767338 | MIDEA | MOE30U-36HFN1-M-[X] | MCD-36HRFN1-M(C) | 9.5 | 18 | 9 | No | N/A | 3 | 600 | 800 | 150 | 350 | 2025-01-01
212528019 | MIDEA | MOE30U-42HFN1-MP0(GA) | MUE-42HRFN1-M(C) | 9.3 | 18.9 | 10 | No | N/A | 4 | 700 | 900 | 150 | 350 | 2025-01-01
205092307 | MIDEA | MOCA30-18HFN1-MT0W | CS11M-18HRFN1-MT0W | 12.5 | 19.4 | 8.9 | No | N/A | 2 | 500 | 700 | 100 | 300 | 2025-01-01
205092310 | MIDEA | MOD30-24HFN1-MT0W | CS11M-23HRFN1-MT0W | 13 | 20 | 9.5 | No | N/A | 3 | 600 | 800 | 150 | 350 | 2025-01-01
205092316 | MIDEA | MOB30-12HFN1-MV0W | CS11M-12HRFN1-MV0W | 13 | 19.9 | 9.1 | No | N/A | 3 | 600 | 800 | 150 | 350 | 2025-01-01
202890779 | MIDEA | MOCA31-18HFN1-MT0W | MSABE-18HRFN1-MT0W | 13 | 19.9 | 8.1 | No | N/A | 1 | 400 | 600 | 100 | 300 | 2025-01-01
202415592 | MIDEA | MOD30-22HFN1-MW5W | MSAB2F-22HRFN1-MW5W | 13.7 | 23.5 | 10.5 | Yes | Both | 4 | 700 | 900 | 150 | 350 | 2025-01-01
202415593 | MIDEA | MOD30-18HFN1-MZ22W | MSAB2F-18HRFN1-MZ22W | 14.5 | 26.2 | 12 | Yes | Both | 4 | 700 | 900 | 150 | 350 | 2025-01-01
202463640 | MIDEA | 38MPRAQ18AA3 | DHMPHAQ18XA3 | 14.5 | 26.2 | 12 | Yes | Both | 4 | 700 | 900 | 150 | 350 | 2025-01-01
202463641 | MIDEA | 38MPRAQ24AA3 | DHMPHAQ24XA3 | 13.7 | 23.5 | 10.5 | Yes | Both | 4 | 700 | 900 | 150 | 350 | 2025-01-01
202463654 | MIDEA | DLCPRAH18AAK | DLFPHAH18XAK | 14.5 | 26.2 | 12 | Yes | Both | 4 | 700 | 900 | 150 | 350 | 2025-01-01
202463655 | MIDEA | DLCPRAH24AAK | DLFPHAH24XAK | 13.7 | 23.5 | 10.5 | Yes | Both | 4 | 700 | 900 | 150 | 350 | 2025-01-01
201847053 | MIDEA | 38MHRBQ12AA3 | 40MHHQ12---3 | 11.2 | 19.8 | 8.1 | No | N/A | 1 | 400 | 600 | 100 | 300 | 2025-01-01
201847054 | MIDEA | 38MHRBQ18AA3 | 40MHHQ18---3 | 11.2 | 18.1 | 8.3 | No | N/A | 1 | 400 | 600 | 100 | 300 | 2025-01-01
201847056 | MIDEA | 38MAQB24R--3 | 40MBCQ24---3 | 11 | 20 | 9.6 | No | N/A | 3 | 600 | 800 | 150 | 350 | 2025-01-01
201847057 | MIDEA | 38MBRQ36A--3 | 40MBCQ36---3 | 9 | 17.5 | 9.3 | No | N/A | 3 | 600 | 800 | 150 | 350 | 2025-01-01
201847058 | MIDEA | 38MBRQ48A--3 | 40MBCQ48---3 | 9.5 | 16.8 | 9 | No | N/A | 3 | 600 | 800 | 150 | 350 | 2025-01-01
201847061 | MIDEA | 38MBRQ58A--3 | 40MBDQ58---3 | 9 | 15.4 | 8.4 | No | N/A | 1 | 400 | 600 | 100 | 300 | 2025-01-01
201847062 | MIDEA | 38MAQB24R--3 | 40MBFQ24---3 | 11.5 | 20 | 10 | No | N/A | 4 | 700 | 900 | 150 | 350 | 2025-01-01
201847063 | MIDEA | 38MBRQ36A--3 | 40MBFQ36---3 | 8 | 16 | 10 | No | N/A | 4 | 700 | 900 | 150 | 350 | 2025-01-01
201847064 | MIDEA | 38MBRQ48A--3 | 40MBFQ48---3 | 9.3 | 17.8 | 9 | No | N/A | 3 | 600 | 800 | 150 | 350 | 2025-01-01
201847065 | MIDEA | 38MBRQ58A--3 | 40MBFQ58---3 | 9.8 | 18 | 9.4 | No | N/A | 3 | 600 | 800 | 150 | 350 | 2025-01-01
201863408 | MIDEA | MOD30-24HFN1-MT0W | MTIU-24HWFN1-M | 11.7 | 19.2 | 10.5 | No | N/A | 4 | 700 | 900 | 150 | 350 | 2025-01-01
201846987 | MIDEA | 38MAQB12R--1 | DHMSHAQ12XA1 | 13 | 21.2 | 8.5 | Yes | No | 2 | 500 | 700 | 100 | 300 | 2025-01-01
201846988 | MIDEA | 38MAQB09R--3 | DHMSHAQ09XA3 | 14.5 | 23.1 | 9.9 | Yes | No | 3 | 600 | 800 | 150 | 350 | 2025-01-01
201846989 | MIDEA | 38MAQB12R--3 | DHMSHAQ12XA3 | 13 | 19.9 | 9.1 | Yes | No | 3 | 600 | 800 | 150 | 350 | 2025-01-01
201846990 | MIDEA | 38MAQB18R--3 | DHMSHAQ18XA3 | 12.5 | 19.4 | 8.9 | Yes | No | 2 | 500 | 700 | 100 | 300 | 2025-01-01
201846991 | MIDEA | 38MAQB24R--3 | DHMSHAQ24XA3 | 13 | 20 | 9.5 | Yes | No | 3 | 600 | 800 | 150 | 350 | 2025-01-01
201846992 | MIDEA | 38MAQB09R--3 | 40MBCQ09---3 | 13 | 20 | 9.4 | Yes | No | 3 | 600 | 800 | 150 | 350 | 2025-01-01
201846993 | MIDEA | 38MAQB12R--3 | 40MBCQ12---3 | 12.5 | 19.5 | 9.3 | Yes | No | 3 | 600 | 800 | 150 | 350 | 2025-01-01
201846994 | MIDEA | 38MAQB18R--3 | 40MBCQ18---3 | 12.5 | 20 | 9.8 | Yes | No | 3 | 600 | 800 | 150 | 350 | 2025-01-01
201846995 | MIDEA | 38MAQB09R--3 | 40MBDQ09---3 | 12.1 | 18.5 | 11.5 | Yes | Both | 4 | 700 | 900 | 150 | 350 | 2025-01-01
201846996 | MIDEA | 38MAQB12R--3 | 40MBDQ12---3 | 11.7 | 19 | 10 | Yes | Both | 4 | 700 | 900 | 150 | 350 | 2025-01-01
201846998 | MIDEA | 38MAQB24R--3 | 40MBDQ24---3 | 11.7 | 19.2 | 10.5 | Yes | Both | 4 | 700 | 900 | 150 | 350 | 2025-01-01
201846999 | MIDEA | 38MAQB12R--3 | 40MBFQ12---3 | 12.5 | 19.4 | 9.4 | Yes | No | 3 | 600 | 800 | 150 | 350 | 2025-01-01
201847000 | MIDEA | 38MAQB18R--3 | 40MBFQ18---3 | 12.5 | 19.9 | 9.9 | Yes | No | 3 | 600 | 800 | 150 | 350 | 2025-01-01
200059330 | MIDEA | MOCA30-09HFN1-MZA5W | CMSOP1B-09HRFN1-MZA5W | 15 | 21.1 | 11.5 | Yes | No | 4 | 700 | 900 | 150 | 350 | 2025-01-01
200059332 | MIDEA | MOCA30-12HFN1-MZ50W | CMSOP1B-12HRFN1-MZ50W | 13.5 | 17.9 | 9 | Yes | No | 3 | 600 | 800 | 150 | 350 | 2025-01-01
201753970 | MIDEA | 38MPRAQ09AA3 | DHMPHAQ09XA3 | 15 | 26 | 12.5 | Yes | Both | 4 | 700 | 900 | 150 | 350 | 2025-01-01
201753971 | MIDEA | 38MPRAQ12AA3 | DHMPHAQ12XA3 | 13.5 | 24 | 9.5 | Yes | Both | 3 | 600 | 800 | 150 | 350 | 2025-01-01
201753972 | MIDEA | DLCPRAH09AAK | DLFPHAH09XAK | 15 | 26 | 12.5 | Yes | Both | 4 | 700 | 900 | 150 | 350 | 2025-01-01
201755033 | MIDEA | DLCPRAH12AAK | DLFPHAH12XAK | 13.5 | 24 | 9.5 | Yes | Both | 3 | 600 | 800 | 150 | 350 | 2025-01-01
201796616 | MIDEA | DLCLRAH36AAK | DLFLCAH36XAK | 9 | 17.5 | 9.3 | No | N/A | 3 | 600 | 800 | 150 | 350 | 2025-01-01
201796618 | MIDEA | DLCLRAH48AAK | DLFLFAH48XAK | 9.3 | 17.8 | 9 | No | N/A | 3 | 600 | 800 | 150 | 350 | 2025-01-01
201796619 | MIDEA | DLCLRAH48AAK | DLFLCAH48XAK | 9.5 | 16.8 | 9 | No | N/A | 3 | 600 | 800 | 150 | 350 | 2025-01-01
201796620 | MIDEA | DLCLRAH58AAK | DLFLFAH58XAK | 9.8 | 18 | 9.4 | No | N/A | 3 | 600 | 800 | 150 | 350 | 2025-01-01
201771971 | MIDEA | DLCLRAH58AAK | DLFLDAH58XAK | 9 | 15.4 | 8.4 | No | N/A | 1 | 400 | 600 | 100 | 300 | 2025-01-01
10611649 | MIDEA | MCU-601PT2 | MEU-60DPT2 | 9 | 15.4 | 8.4 | No | N/A | 1 | 400 | 600 | 100 | 300 | 2025-01-01
200059282 | MIDEA | MOCA30-09HFN1-MZA5W | MSOP1B-09HRFN1-MZA5W | 15 | 21.1 | 11.5 | Yes | No | 4 | 700 | 900 | 150 | 350 | 2025-01-01
200059284 | MIDEA | MOCA30-12HFN1-MZ50W | MSOP1B-12HRFN1-MZ50W | 13.5 | 17.9 | 9 | Yes | No | 3 | 600 | 800 | 150 | 350 | 2025-01-01
10445385 | MIDEA | MOCA31-18HFN1-MT0W | MUEU-18HRFN1-M(C) | 12.5 | 20 | 8.9 | No | N/A | 2 | 500 | 700 | 100 | 300 | 2025-01-01
10445386 | MIDEA | MOD31-24HFN1-MT0W | MUEU-24HRFN1-M(C) | 12.5 | 20 | 9.4 | No | N/A | 3 | 600 | 800 | 150 | 350 | 2025-01-01
10445387 | MIDEA | MOD30U-36HFN1-M | MUE-36HRFN1-M(C) | 8 | 16 | 10 | No | N/A | 4 | 700 | 900 | 150 | 350 | 2025-01-01
10445388 | MIDEA | MOE30U-48HFN1-M | MUE-48HRFN1-M(C) | 9.3 | 17.8 | 9 | No | N/A | 3 | 600 | 800 | 150 | 350 | 2025-01-01
10207485 | MIDEA | MOCA30-18HFN1-MT0W | CCA3U-18HRFN1-M(C) | 12.5 | 20 | 9.8 | No | N/A | 3 | 600 | 800 | 150 | 350 | 2025-01-01
10207594 | MIDEA | MOD30-24HFN1-MT0W | MCDU-24HRFN1-M(C) | 11 | 20 | 9.6 | No | N/A | 3 | 600 | 800 | 150 | 350 | 2025-01-01
10207595 | MIDEA | MOD30U-36HFN1-M | MCD-36HRFN1-M(C) | 9 | 17.5 | 9.3 | No | N/A | 3 | 600 | 800 | 150 | 350 | 2025-01-01
10207597 | MIDEA | MOB30-12HFN1-MV0W | CCA3U-12HRFN1-M(C) | 12.5 | 19.5 | 9.3 | No | N/A | 3 | 600 | 800 | 150 | 350 | 2025-01-01
10207598 | MIDEA | MOB30-12HFN1-MV0W | CFAU-12HRFN1-M(C) | 12.5 | 19.4 | 9.4 | No | N/A | 3 | 600 | 800 | 150 | 350 | 2025-01-01
10028988 | MIDEA | MCHSU-24PHH2 | MEU-24MPH2 | 11.7 | 19.2 | 10.5 | No | N/A | 4 | 700 | 900 | 150 | 350 | 2025-01-01
205092295 | MIDEA | MOB30-12HFN1-MV0W | CS11M-12HRFN1-MU5W-ACR | 13 | 19.9 | 9.1 | No | N/A | 3 | 600 | 800 | 150 | 350 | 2025-01-01
201796615 | MIDEA | DLCLRAH36AAK | DLFLFAH36XAK | 8 | 16 | 10 | No | N/A | 4 | 700 | 900 | 150 | 350 | 2025-01-01
215746032 | MIDEA | MOX430-24HFN1-MR0W | MSAG11D-24HRFN1-MR0W | 9.5 | 18.5 | 8.6 | No | N/A | 2 | 500 | 700 | 100 | 300 | 2025-01-01
215746033 | MIDEA | MOX230-12HFN1-MS8W | MSAG11B-12HRFN1-MS0W | 10.8 | 21.4 | 9.2 | No | N/A | 3 | 600 | 800 | 150 | 350 | 2025-01-01
9119305 | MIDEA | MOB30-12HFN1-MT0W | MSABB-12HRFN1-MT0W | 13 | 21.3 | 8.4 | No | N/A | 1 | 400 | 600 | 100 | 300 | 2025-01-01
9006304 | MIDEA | MOB30-09HFN1-MX0W | CS11M-09HRFN1-MX0W(A) | 14.5 | 23.1 | 9.9 | No | N/A | 3 | 600 | 800 | 150 | 350 | 2025-01-01
9006305 | MIDEA | MOB30-12HFN1-MV0W | CS11M-12HRFN1-MU5W | 13 | 19.9 | 9.1 | No | N/A | 3 | 600 | 800 | 150 | 350 | 2025-01-01
9006306 | MIDEA | MOCA30-18HFN1-MT0W | CS11M-18HRFN1-MT0W | 12.5 | 19.4 | 8.9 | No | N/A | 2 | 500 | 700 | 100 | 300 | 2025-01-01
9006307 | MIDEA | MOD30-24HFN1-MT0W | CS11M-23HRFN1-MT0W | 13 | 20 | 9.5 | No | N/A | 3 | 600 | 800 | 150 | 350 | 2025-01-01
216720975 | MIDEA | MOE30-48HFN10-M2P | MTJ-48HWFN10-M2P | 10 | 17.1 | 9.8 | Yes | Yes | 3 | 600 | 800 | 150 | 350 | 2025-01-01
216720976 | MIDEA | MOE30-48HFN10-M2P | MUE-48HRFN10-M2P | 9.5 | 19.8 | 10.2 | Yes | Yes | 4 | 700 | 900 | 150 | 350 | 2025-01-01
216720977 | MIDEA | MOE30-48HFN10-M2P | MCD-48HRFN10-M2P | 9.5 | 19 | 9.9 | Yes | Yes | 3 | 600 | 800 | 150 | 350 | 2025-01-01
216720978 | MIDEA | MOE30-60HFN10-M2P | MHJ-60HWFN10-M2P | 10 | 17 | 9.7 | No | N/A | 3 | 600 | 800 | 150 | 350 | 2025-01-01
216720979 | MIDEA | MOE30-60HFN10-M2P | MUE-60HRFN10-M2P | 9.5 | 19.5 | 9.5 | No | N/A | 3 | 600 | 800 | 150 | 350 | 2025-01-01
216720959 | MIDEA | MOX230-09HFN10-M1P | MSEPB-09HRFN10-M1P | 14.9 | 25.8 | 12.5 | Yes | Both | 4 | 700 | 900 | 150 | 350 | 2025-01-01
216720960 | MIDEA | MOX230-09HFN10-M1P | MCA4-09HRFN10-M1P | 14.3 | 21.6 | 11.3 | Yes | Both | 4 | 700 | 900 | 150 | 350 | 2025-01-01
216720961 | MIDEA | MOX230-09HFN10-M1P | MTJ-09HWFN10-M1P | 13 | 19.7 | 11.5 | Yes | Both | 4 | 700 | 900 | 150 | 350 | 2025-01-01
216720962 | MIDEA | MOX230-12HFN10-M1P | MSEPBM-12HRFN10-M1P | 13 | 25.5 | 10.6 | Yes | Both | 4 | 700 | 900 | 150 | 350 | 2025-01-01
216720963 | MIDEA | MOX230-12HFN10-M1P | MCA4M-12HRFN10-M1P | 12.5 | 21.1 | 10.4 | Yes | Both | 4 | 700 | 900 | 150 | 350 | 2025-01-01
216720964 | MIDEA | MOX230-12HFN10-M1P | MTJM-12HWFN10-M1P | 12 | 19.5 | 10.5 | Yes | Both | 4 | 700 | 900 | 150 | 350 | 2025-01-01
216720965 | MIDEA | MOX430-18HFN10-M1P | MSEPC-18HRFN10-M1P | 12.7 | 23.5 | 10.8 | Yes | Both | 4 | 700 | 900 | 150 | 350 | 2025-01-01
216720966 | MIDEA | MOX430-18HFN10-M1P | MCA4-18HRFN10-M1P | 12.5 | 20.7 | 11.4 | Yes | Both | 4 | 700 | 900 | 150 | 350 | 2025-01-01
216720967 | MIDEA | MOX430-18HFN10-M1P | MTJ-18HWFN10-M1P | 13.3 | 20 | 11.3 | Yes | Both | 4 | 700 | 900 | 150 | 350 | 2025-01-01
216720968 | MIDEA | MOD30-24HFN10-M1P | MSEPD-24HRFN10-M1P | 14 | 23 | 11.7 | Yes | Both | 4 | 700 | 900 | 150 | 350 | 2025-01-01
216720969 | MIDEA | MOD30-24HFN10-M1P | MCD-24HRFN10-M1P | 12 | 22 | 10.5 | Yes | Both | 4 | 700 | 900 | 150 | 350 | 2025-01-01
216720970 | MIDEA | MOD30-24HFN10-M1P | MTJ-24HWFN10-M1P | 12.5 | 19 | 11 | Yes | Both | 4 | 700 | 900 | 150 | 350 | 2025-01-01
216720971 | MIDEA | MOD30-24HFN10-M1P | MUE-24HRFN10-M1P | 12.2 | 21.1 | 11.1 | Yes | Both | 4 | 700 | 900 | 150 | 350 | 2025-01-01
216720972 | MIDEA | MOD30-36HFN10-M2P | MTJ-36HWFN10-M2P | 10.1 | 18.7 | 10.2 | No | N/A | 4 | 700 | 900 | 150 | 350 | 2025-01-01
216720973 | MIDEA | MOD30-36HFN10-M2P | MUE-36HRFN10-M2P | 10.1 | 20 | 10 | No | N/A | 4 | 700 | 900 | 150 | 350 | 2025-01-01
216720974 | MIDEA | MOD30-36HFN10-M2P | MCD-36HRFN10-M2P | 9.6 | 20 | 10.3 | Yes | Yes | 4 | 700 | 900 | 150 | 350 | 2025-01-01
8767356 | MIDEA | MCHSU-36CSH2 | MEHSU-36CSC2 | 9 | 17.5 | 9.3 | No | N/A | 3 | 600 | 800 | 150 | 350 | 2025-01-01
8767357 | MIDEA | MCHSU-36CSH2 | MEHSU-36CSF2 | 8 | 16 | 10 | No | N/A | 4 | 700 | 900 | 150 | 350 | 2025-01-01
8819869 | MIDEA | MCHSU-48CSH2 | MEHSU-48CSF2 | 9.3 | 17.8 | 9 | No | N/A | 3 | 600 | 800 | 150 | 350 | 2025-01-01
8856639 | MIDEA | MCHSU-48CSH2 | MEHSU-48CSC2 | 9.5 | 16.8 | 9 | No | N/A | 3 | 600 | 800 | 150 | 350 | 2025-01-01
215540511 | MIDEA | MO1ES-H09B-1A | MSEES-H09B-1A | 14.5 | 25.4 | 10 | Yes | Both | 4 | 700 | 900 | 150 | 350 | 2025-01-01
215540512 | MIDEA | MO1ES-H12B-1A | MSEES-H12B-1A | 13 | 23.4 | 9.5 | Yes | No | 3 | 600 | 800 | 150 | 350 | 2025-01-01
216091455 | MIDEA | DLCSRBH06AAK | DHMAHBQ06XA3 | 15.8 | 26.5 | 13.6 | Yes | Both | 4 | 700 | 900 | 150 | 350 | 2025-01-01
216091471 | MIDEA | DLCSRBH09AAK | DHMAHBQ09XA3 | 16.2 | 28.1 | 11.5 | Yes | Both | 4 | 700 | 900 | 150 | 350 | 2025-01-01
216091487 | MIDEA | DLCSRBH12AAJ | DHMAHBQ12XA1 | 13 | 23.5 | 10 | Yes | No | 4 | 700 | 900 | 150 | 350 | 2025-01-01
216091502 | MIDEA | DLCSRBH12AAK | DHMAHBQ12XA3 | 14 | 25.5 | 10.4 | Yes | Both | 4 | 700 | 900 | 150 | 350 | 2025-01-01
216091518 | MIDEA | DLCSRBH18AAK | DHMAHBQ18XA3 | 12.5 | 21.5 | 11.3 | Yes | Both | 4 | 700 | 900 | 150 | 350 | 2025-01-01
216091537 | MIDEA | DLCSRBH24AAK | DHMAHBQ24XA3 | 13 | 21.5 | 11.4 | Yes | Both | 4 | 700 | 900 | 150 | 350 | 2025-01-01
216091553 | MIDEA | DLCSRBH30AAK | DHMAHBQ30XA3 | 11.5 | 20.1 | 9 | No | N/A | 3 | 600 | 800 | 150 | 350 | 2025-01-01
216091633 | MIDEA | DLCSRBH18AAK | 40MBCQ18---3 | 12.5 | 20 | 9.5 | Yes | Both | 3 | 600 | 800 | 150 | 350 | 2025-01-01
216091648 | MIDEA | DLCSRBH18AAK | 40MBFQ18---3 | 12.5 | 20.5 | 9.8 | Yes | Both | 3 | 600 | 800 | 150 | 350 | 2025-01-01
216091662 | MIDEA | DLCSRBH18AAK | 40MBDQ18---3 | 11.7 | 18 | 9.5 | Yes | Both | 3 | 600 | 800 | 150 | 350 | 2025-01-01
216091673 | MIDEA | DLCSRBH18AAK | 40MBDAQ18XH3 | 12.1 | 18 | 10.8 | Yes | Both | 4 | 700 | 900 | 150 | 350 | 2025-01-01
216091682 | MIDEA | DLCSRBH18AAK | 40MCCAQ18XA3 | 12.5 | 19.8 | 11.2 | Yes | Both | 4 | 700 | 900 | 150 | 350 | 2025-01-01
216091699 | MIDEA | DLCSRBH24AAK | 40MBCAQ24XA3 | 11 | 20.5 | 11.5 | Yes | Both | 4 | 700 | 900 | 150 | 350 | 2025-01-01
216091708 | MIDEA | DLCSRBH24AAK | 40MBFQ24---3 | 11.7 | 20.5 | 11 | Yes | Both | 4 | 700 | 900 | 150 | 350 | 2025-01-01
216091717 | MIDEA | DLCSRBH24AAK | 40MBDQ24---3 | 12 | 19.2 | 10.5 | Yes | Both | 4 | 700 | 900 | 150 | 350 | 2025-01-01
216091726 | MIDEA | DLCSRBH24AAK | 40MBDAQ24XH3 | 12 | 19.2 | 11.1 | Yes | Both | 4 | 700 | 900 | 150 | 350 | 2025-01-01
216091737 | MIDEA | DLCSRBH30AAK11 | DHMAHBQ30XA3 | 11.5 | 20.1 | 9 | No | N/A | 3 | 600 | 800 | 150 | 350 | 2025-01-01
216093978 | MIDEA | MOX3-12HFN10AE | MSEP-12HFN10AE | 13 | 25.5 | 10.6 | Yes | Both | 4 | 700 | 900 | 150 | 350 | 2025-01-01
216093979 | MIDEA | MOX4-18HFN10AE | MSEP-18HFN10AE | 12.7 | 23.5 | 10.8 | Yes | Both | 4 | 700 | 900 | 150 | 350 | 2025-01-01
216093980 | MIDEA | MOD-24HFN10AE | MSEP-24HFN10AE | 14 | 23 | 11.7 | Yes | Both | 4 | 700 | 900 | 150 | 350 | 2025-01-01
215471359 | MIDEA | MO1AS-H09B-1A | MSFNS-H09B-1A | 10.1 | 18 | 9 | No | N/A | 3 | 600 | 800 | 150 | 350 | 2025-01-01
215471360 | MIDEA | MO1AS-H12B-1A | MSFNS-H12B-1A | 8.8 | 19 | 9.2 | No | N/A | 3 | 600 | 800 | 150 | 350 | 2025-01-01
215471361 | MIDEA | MO1AS-H09B-2A | MSFNS-H09B-2A | 10.9 | 19 | 9.7 | Yes | Yes | 3 | 600 | 800 | 150 | 350 | 2025-01-01
215471362 | MIDEA | MO1AS-H12B-2A | MSFNS-H12B-2A | 8.8 | 18 | 8.8 | No | N/A | 2 | 500 | 700 | 100 | 300 | 2025-01-01
215471363 | MIDEA | MO1AS-H18B-2A | MSFNS-H18B-2A | 9.9 | 18.3 | 8.7 | No | N/A | 2 | 500 | 700 | 100 | 300 | 2025-01-01
215471364 | MIDEA | MO1AS-H24B-2A | MSFNS-H24B-2A | 9 | 17 | 8.5 | Yes | Yes | 2 | 500 | 700 | 100 | 300 | 2025-01-01
215471365 | MIDEA | MO1BS-H09B-1A | MSGNS-H09B-1A | 12.5 | 21.5 | 9 | Yes | Both | 3 | 600 | 800 | 150 | 350 | 2025-01-01
215471366 | MIDEA | MO1BS-H12B-1A | MSGNS-H12B-1A | 10 | 21.3 | 8.7 | No | N/A | 2 | 500 | 700 | 100 | 300 | 2025-01-01
215471367 | MIDEA | MO1BS-H09B-2A | MSGNS-H09B-2A | 12.6 | 21.6 | 9.4 | Yes | Both | 3 | 600 | 800 | 150 | 350 | 2025-01-01
215471368 | MIDEA | MO1BS-H12B-2A | MSGNS-H12B-2A | 10.8 | 21.3 | 9.2 | No | N/A | 3 | 600 | 800 | 150 | 350 | 2025-01-01
215471369 | MIDEA | MO1BS-H18B-2A | MSGNS-H18B-2A | 11.5 | 20.2 | 9.1 | No | N/A | 3 | 600 | 800 | 150 | 350 | 2025-01-01
215471370 | MIDEA | MO1BS-H24B-2A | MSGNS-H24B-2A | 9.6 | 18.5 | 9 | Yes | Yes | 3 | 600 | 800 | 150 | 350 | 2025-01-01
215471371 | MIDEA | MO1BS-H30B-2A | MSGNS-H30B-2A | 12 | 22.3 | 9 | Yes | No | 3 | 600 | 800 | 150 | 350 | 2025-01-01
215471372 | MIDEA | MO1BS-H36B-2A | MSGNS-H36B-2A | 9.3 | 19.5 | 9.1 | No | N/A | 3 | 600 | 800 | 150 | 350 | 2025-01-01
215471373 | MIDEA | MO1ES-H09B-1A | MSEEU-H09B-1A | 14.5 | 25.4 | 10 | Yes | Both | 4 | 700 | 900 | 150 | 350 | 2025-01-01
215471374 | MIDEA | MO1ES-H12B-1A | MSEEU-H12B-1A | 13 | 23.4 | 9.5 | Yes | No | 3 | 600 | 800 | 150 | 350 | 2025-01-01
215471375 | MIDEA | MO1ES-H09B-2A | MSEHU-H09B-2A | 14.9 | 25.8 | 12.5 | Yes | Both | 4 | 700 | 900 | 150 | 350 | 2025-01-01
215471376 | MIDEA | MO1ES-H12B-2A | MSEHU-H12B-2A | 13 | 25.5 | 10.6 | Yes | Both | 4 | 700 | 900 | 150 | 350 | 2025-01-01
215471377 | MIDEA | MO1ES-H18B-2A | MSEHU-H18B-2A | 12.7 | 23.5 | 10.8 | Yes | Both | 4 | 700 | 900 | 150 | 350 | 2025-01-01
215471378 | MIDEA | MO1ES-H24B-2A | MSEHU-H24B-2A | 14 | 23 | 11.7 | Yes | Both | 4 | 700 | 900 | 150 | 350 | 2025-01-01
215471379 | MIDEA | MO1HS-H06B-2A | MSEHU-H06B-2A | 18 | 25.5 | 14.8 | Yes | Both | 4 | 700 | 900 | 150 | 350 | 2025-01-01
215471380 | MIDEA | MO1HS-H09B-2A | MSEHU-H09B-2A | 15.4 | 27.4 | 12.5 | Yes | Both | 4 | 700 | 900 | 150 | 350 | 2025-01-01
215471381 | MIDEA | MO1HS-H12B-2A | MSEHU-H12B-2A | 13.4 | 25.4 | 10.5 | Yes | Both | 4 | 700 | 900 | 150 | 350 | 2025-01-01
215471382 | MIDEA | MO1HS-H18B-2A | MSEHU-H18B-2A | 12.5 | 21.4 | 11 | Yes | Both | 4 | 700 | 900 | 150 | 350 | 2025-01-01
215471383 | MIDEA | MO1HS-H24B-2A | MSEHU-H24B-2A | 13 | 21 | 13.5 | Yes | Both | 4 | 700 | 900 | 150 | 350 | 2025-01-01
215471384 | MIDEA | MO1HS-H33B-2A | MSEHU-H33B-2A | 12 | 19.5 | 10.5 | Yes | Both | 4 | 700 | 900 | 150 | 350 | 2025-01-01
215471385 | MIDEA | MO1SS-H06B-2A | MSESU-H06B-2A | 17.4 | 35 | 30 | Yes | Both | 4 | 700 | 900 | 150 | 350 | 2025-01-01
215471386 | MIDEA | MO1SS-H09B-2A | MSESU-H09B-2A | 17 | 33.3 | 22 | Yes | Both | 4 | 700 | 900 | 150 | 350 | 2025-01-01
215471387 | MIDEA | MO1SS-H12B-2A | MSESU-H12B-2A | 14.2 | 29.4 | 14.5 | Yes | Both | 4 | 700 | 900 | 150 | 350 | 2025-01-01
215471388 | MIDEA | MO1SS-H18B-2A | MSESU-H18B-2A | 15 | 25.6 | 16.2 | Yes | Both | 4 | 700 | 900 | 150 | 350 | 2025-01-01
215471389 | MIDEA | MO1ES-H09B-2A | MCDHU-H09B-2A | 14.3 | 21.6 | 11.3 | Yes | Both | 4 | 700 | 900 | 150 | 350 | 2025-01-01
215471390 | MIDEA | MO1ES-H12B-2A | MCDHU-H12B-2A | 12.5 | 21.1 | 10.4 | Yes | Both | 4 | 700 | 900 | 150 | 350 | 2025-01-01
215471391 | MIDEA | MO1ES-H18B-2A | MCDHU-H18B-2A | 12.5 | 20.7 | 11.4 | Yes | Both | 4 | 700 | 900 | 150 | 350 | 2025-01-01
215471392 | MIDEA | MO1ES-H24B-2A | MCDHU-H24B-2A | 12 | 22 | 10.5 | Yes | Both | 4 | 700 | 900 | 150 | 350 | 2025-01-01
215471393 | MIDEA | MO1BU-H36B-2A | MCDHS-H36B-2A | 9.6 | 20 | 10.3 | Yes | Yes | 4 | 700 | 900 | 150 | 350 | 2025-01-01
215471394 | MIDEA | MO1BU-H48B-2A | MCDHS-H48B-2A | 9.5 | 19 | 9.9 | Yes | Yes | 3 | 600 | 800 | 150 | 350 | 2025-01-01
215471395 | MIDEA | MO1HS-H09B-2A | MCDHU-H09B-2A | 14 | 22.6 | 12.1 | Yes | Both | 4 | 700 | 900 | 150 | 350 | 2025-01-01
215471396 | MIDEA | MO1HS-H12B-2A | MCDHU-H12B-2A | 12.5 | 22.2 | 11.6 | Yes | Both | 4 | 700 | 900 | 150 | 350 | 2025-01-01
215471397 | MIDEA | MO1HS-H18B-2A | MCDHU-H18B-2A | 12.5 | 20 | 12.3 | Yes | Both | 4 | 700 | 900 | 150 | 350 | 2025-01-01
215471398 | MIDEA | MO1HS-H24B-2A | MCDHU-H24B-2A | 12 | 20.7 | 11.6 | Yes | Both | 4 | 700 | 900 | 150 | 350 | 2025-01-01
215471399 | MIDEA | MO1HU-H36B-2A | MCDHS-H36B-2A | 12 | 21.2 | 10.6 | Yes | Both | 4 | 700 | 900 | 150 | 350 | 2025-01-01
215471400 | MIDEA | MO1HU-H48B-2A | MCDHS-H48B-2A | 10 | 18 | 11 | Yes | Yes | 4 | 700 | 900 | 150 | 350 | 2025-01-01
215471401 | MIDEA | MO1ES-H09B-2A | MCAHU-H09B-2A | 14.4 | 22.1 | 11.8 | Yes | Both | 4 | 700 | 900 | 150 | 350 | 2025-01-01
215471402 | MIDEA | MO1ES-H12B-2A | MCAHU-H12B-2A | 12.3 | 22.1 | 10 | Yes | Both | 4 | 700 | 900 | 150 | 350 | 2025-01-01
215471403 | MIDEA | MO1ES-H18B-2A | MCAHU-H18B-2A | 12.5 | 22.2 | 12.2 | Yes | Both | 4 | 700 | 900 | 150 | 350 | 2025-01-01
215471404 | MIDEA | MO1HS-H06B-2A | MCAHU-H06B-2A | 15 | 22 | 12 | Yes | Both | 4 | 700 | 900 | 150 | 350 | 2025-01-01
215471405 | MIDEA | MO1HS-H09B-2A | MCAHU-H09B-2A | 14.6 | 24 | 12.1 | Yes | Both | 4 | 700 | 900 | 150 | 350 | 2025-01-01
215471406 | MIDEA | MO1HS-H12B-2A | MCAHU-H12B-2A | 13 | 23 | 10 | Yes | Both | 4 | 700 | 900 | 150 | 350 | 2025-01-01
215471407 | MIDEA | MO1HS-H18B-2A | MCAHU-H18B-2A | 12.5 | 20.6 | 12.2 | Yes | Both | 4 | 700 | 900 | 150 | 350 | 2025-01-01
215471408 | MIDEA | MO1ES-H09B-2A | MDLHU-H09B-2A | 12.8 | 19.5 | 11 | Yes | Both | 4 | 700 | 900 | 150 | 350 | 2025-01-01
215471409 | MIDEA | MO1ES-H12B-2A | MDLHU-H12B-2A | 11.7 | 19 | 10.2 | Yes | Both | 4 | 700 | 900 | 150 | 350 | 2025-01-01
215471410 | MIDEA | MO1ES-H18B-2A | MDLHU-H18B-2A | 12.5 | 20 | 10.5 | Yes | Both | 4 | 700 | 900 | 150 | 350 | 2025-01-01
215471411 | MIDEA | MO1HS-H06B-2A | MDLHU-H06B-2A | 14.4 | 21.4 | 13.8 | Yes | Both | 4 | 700 | 900 | 150 | 350 | 2025-01-01
215471412 | MIDEA | MO1HS-H09B-2A | MDLHU-H09B-2A | 13.4 | 21.4 | 12.5 | Yes | Both | 4 | 700 | 900 | 150 | 350 | 2025-01-01
215471413 | MIDEA | MO1HS-H12B-2A | MDLHU-H12B-2A | 12 | 20 | 10 | Yes | Both | 4 | 700 | 900 | 150 | 350 | 2025-01-01
215471414 | MIDEA | MO1HS-H18B-2A | MDLHU-H18B-2A | 12 | 18 | 10.5 | Yes | Both | 4 | 700 | 900 | 150 | 350 | 2025-01-01
215471415 | MIDEA | MO1ES-H09B-2A | MDHHU-H09B-2A | 13 | 19.7 | 11.5 | Yes | Both | 4 | 700 | 900 | 150 | 350 | 2025-01-01
215471416 | MIDEA | MO1ES-H12B-2A | MDHHU-H12B-2A | 12 | 19.5 | 10.5 | Yes | Both | 4 | 700 | 900 | 150 | 350 | 2025-01-01
215471417 | MIDEA | MO1ES-H18B-2A | MDHHU-H18B-2A | 13.3 | 20 | 11.3 | Yes | Both | 4 | 700 | 900 | 150 | 350 | 2025-01-01
215471418 | MIDEA | MO1ES-H24B-2A | MDHHU-H24B-2A | 12.5 | 19 | 11 | Yes | Both | 4 | 700 | 900 | 150 | 350 | 2025-01-01
215471419 | MIDEA | MO1BU-H36B-2A | MDHHS-H36B-2A | 10.1 | 18.7 | 10.2 | No | N/A | 4 | 700 | 900 | 150 | 350 | 2025-01-01
215471420 | MIDEA | MO1BU-H48B-2A | MDHHS-H48B-2A | 10 | 17.1 | 9.8 | Yes | Yes | 3 | 600 | 800 | 150 | 350 | 2025-01-01
215471421 | MIDEA | MO1BU-H60B-2A | MDHHS-H60B-2A | 10 | 17 | 9.7 | No | N/A | 3 | 600 | 800 | 150 | 350 | 2025-01-01
215471422 | MIDEA | MO1HS-H09B-2A | MDHHU-H09B-2A | 14 | 20.5 | 13.8 | Yes | Both | 4 | 700 | 900 | 150 | 350 | 2025-01-01
215471423 | MIDEA | MO1HS-H12B-2A | MDHHU-H12B-2A | 12 | 20 | 10.6 | Yes | Both | 4 | 700 | 900 | 150 | 350 | 2025-01-01
215471424 | MIDEA | MO1HS-H18B-2A | MDHHU-H18B-2A | 12 | 18.4 | 11.1 | Yes | Both | 4 | 700 | 900 | 150 | 350 | 2025-01-01
215471425 | MIDEA | MO1HS-H24B-2A | MDHHU-H24B-2A | 12 | 19 | 11.7 | Yes | Both | 4 | 700 | 900 | 150 | 350 | 2025-01-01
215471426 | MIDEA | MO1HU-H36B-2A | MDHHS-H36B-2A | 12 | 17.7 | 11.1 | Yes | Both | 4 | 700 | 900 | 150 | 350 | 2025-01-01
215471427 | MIDEA | MO1HU-H48B-2A | MDHHS-H48B-2A | 10.4 | 16.7 | 10.8 | Yes | Yes | 4 | 700 | 900 | 150 | 350 | 2025-01-01
215471428 | MIDEA | MO1HU-H60B-2A | MDHHS-H60B-2A | 10.2 | 15.8 | 10.4 | Yes | Yes | 2 | 500 | 700 | 100 | 300 | 2025-01-01
215471429 | MIDEA | MO1ES-H09B-2A | MFAHU-H09B-2A | 16.2 | 26 | 13.9 | Yes | Both | 4 | 700 | 900 | 150 | 350 | 2025-01-01
215471430 | MIDEA | MO1ES-H12B-2A | MFAHU-H12B-2A | 12.7 | 24.6 | 11 | Yes | Both | 4 | 700 | 900 | 150 | 350 | 2025-01-01
215471431 | MIDEA | MO1ES-H18B-2A | MFAHU-H16B-2A | 12.5 | 23.8 | 13.5 | Yes | Both | 4 | 700 | 900 | 150 | 350 | 2025-01-01
215471432 | MIDEA | MO1HS-H09B-2A | MFAHU-H09B-2A | 15.1 | 27.2 | 10.9 | Yes | Both | 4 | 700 | 900 | 150 | 350 | 2025-01-01
215471433 | MIDEA | MO1HS-H12B-2A | MFAHU-H12B-2A | 12.5 | 25 | 10.5 | Yes | Both | 4 | 700 | 900 | 150 | 350 | 2025-01-01
215471434 | MIDEA | MO1HS-H18B-2A | MFAHU-H16B-2A | 12.5 | 20 | 10.3 | Yes | Both | 4 | 700 | 900 | 150 | 350 | 2025-01-01
215471435 | MIDEA | MO1ES-H18B-2A | MFBHU-H18B-2A | 12.5 | 22.3 | 10.4 | Yes | Both | 4 | 700 | 900 | 150 | 350 | 2025-01-01
215471436 | MIDEA | MO1ES-H24B-2A | MFBHU-H24B-2A | 12.2 | 21.1 | 11.1 | Yes | Both | 4 | 700 | 900 | 150 | 350 | 2025-01-01
215471437 | MIDEA | MO1BU-H36B-2A | MFBHS-H36B-2A | 10.1 | 20 | 10 | No | N/A | 4 | 700 | 900 | 150 | 350 | 2025-01-01
215471438 | MIDEA | MO1BU-H48B-2A | MFBHS-H48B-2A | 9.5 | 19.8 | 10.2 | Yes | Yes | 4 | 700 | 900 | 150 | 350 | 2025-01-01
215471439 | MIDEA | MO1BU-H60B-2A | MFBHS-H60B-2A | 9.5 | 19.5 | 9.5 | No | N/A | 3 | 600 | 800 | 150 | 350 | 2025-01-01
215471440 | MIDEA | MO1HS-H18B-2A | MFBHU-H18B-2A | 12.5 | 20.4 | 10.3 | Yes | Both | 4 | 700 | 900 | 150 | 350 | 2025-01-01
215471441 | MIDEA | MO1HS-H24B-2A | MFBHU-H24B-2A | 12 | 20.4 | 12.1 | Yes | Both | 4 | 700 | 900 | 150 | 350 | 2025-01-01
215471442 | MIDEA | MO1HU-H36B-2A | MFBHS-H36B-2A | 12 | 20 | 10.8 | Yes | Both | 4 | 700 | 900 | 150 | 350 | 2025-01-01
215471443 | MIDEA | MO1HU-H48B-2A | MFBHS-H48B-2A | 9.4 | 18.5 | 10.1 | Yes | Yes | 4 | 700 | 900 | 150 | 350 | 2025-01-01
215471444 | MIDEA | MO1HU-H60B-2A | MFBHS-H60B-2A | 9 | 18 | 10.7 | Yes | Yes | 4 | 700 | 900 | 150 | 350 | 2025-01-01
215413165 | MIDEA | 37MPRAQ06AA3 | D5MPHAQ06XA3 | 17.5 | 35.1 | 30 | Yes | Both | 4 | 700 | 900 | 150 | 350 | 2025-01-01
215413166 | MIDEA | 37MPRAQ09AA3 | D5MPHAQ09XA3 | 17 | 33.5 | 22 | Yes | Both | 4 | 700 | 900 | 150 | 350 | 2025-01-01
215413167 | MIDEA | 37MPRAQ12AA3 | D5MPHAQ12XA3 | 14.3 | 29.5 | 14.5 | Yes | Both | 4 | 700 | 900 | 150 | 350 | 2025-01-01
215413168 | MIDEA | 37MPRAQ18AA3 | D5MPHAQ18XA3 | 15 | 25.8 | 16.2 | Yes | Both | 4 | 700 | 900 | 150 | 350 | 2025-01-01
215413169 | MIDEA | 37MARAQ30AA3 | D5MAHAQ30XA3 | 12 | 20.5 | 9.5 | Yes | No | 3 | 600 | 800 | 150 | 350 | 2025-01-01
215413170 | MIDEA | 37MARAQ36AA3 | D5MAHAQ36XA3 | 8.7 | 19 | 8.5 | No | N/A | 2 | 500 | 700 | 100 | 300 | 2025-01-01
215413203 | MIDEA | 37MHRAQ09AA1 | 45MHHAQ09XC1 | 12.5 | 21.5 | 9.1 | Yes | Both | 3 | 600 | 800 | 150 | 350 | 2025-01-01
215413204 | MIDEA | 37MHRAQ12AA1 | 45MHHAQ12XC1 | 10 | 21.4 | 8.7 | No | N/A | 2 | 500 | 700 | 100 | 300 | 2025-01-01
215413205 | MIDEA | 37MHRAQ09AA3 | 45MHHAQ09XC3 | 12.6 | 21.7 | 9.4 | Yes | Both | 3 | 600 | 800 | 150 | 350 | 2025-01-01
215413206 | MIDEA | 37MHRAQ12AA3 | 45MHHAQ12XC3 | 10.8 | 21.4 | 9.2 | No | N/A | 3 | 600 | 800 | 150 | 350 | 2025-01-01
215413207 | MIDEA | 37MHRAQ18AA3 | 45MHHAQ18XC3 | 11.5 | 20.3 | 9.1 | No | N/A | 3 | 600 | 800 | 150 | 350 | 2025-01-01
215413208 | MIDEA | 37MHRAQ24AA3 | 45MHHAQ24XC3 | 9.5 | 18.5 | 9 | No | N/A | 3 | 600 | 800 | 150 | 350 | 2025-01-01
215413209 | MIDEA | 37MHRAQ30AA3 | 45MHHAQ30XC3 | 12 | 22.4 | 9 | Yes | No | 3 | 600 | 800 | 150 | 350 | 2025-01-01
215413210 | MIDEA | 37MHRAQ36AA3 | 45MHHAQ36XC3 | 9.4 | 19.5 | 9.1 | No | N/A | 3 | 600 | 800 | 150 | 350 | 2025-01-01
215413295 | MIDEA | D5CPRAH06AAK | D5FPHAH06XAK | 16.5 | 33.1 | 29 | Yes | Both | 4 | 700 | 900 | 150 | 350 | 2025-01-01
215413296 | MIDEA | D5CPRAH09AAK | D5FPHAH09XAK | 16 | 31.5 | 21 | Yes | Both | 4 | 700 | 900 | 150 | 350 | 2025-01-01
215413297 | MIDEA | D5CPRAH12AAK | D5FPHAH12XAK | 13.5 | 28 | 13.5 | Yes | Both | 4 | 700 | 900 | 150 | 350 | 2025-01-01
215413298 | MIDEA | D5CPRAH18AA | D5FPHAH18XAK | 14 | 24.5 | 15.2 | Yes | Both | 4 | 700 | 900 | 150 | 350 | 2025-01-01
215413299 | MIDEA | D5CSRAH30AAK | D5FSHAH30XAK | 12 | 20.5 | 9.5 | Yes | No | 3 | 600 | 800 | 150 | 350 | 2025-01-01
215413300 | MIDEA | D5CSRAH36AAK | D5FSHAH36XAK | 8.7 | 19 | 8.5 | No | N/A | 2 | 500 | 700 | 100 | 300 | 2025-01-01
215413301 | MIDEA | D5CERAH09AAJ | D5FEHAH09XCJ | 12.5 | 21.5 | 9.1 | Yes | Both | 3 | 600 | 800 | 150 | 350 | 2025-01-01
215413302 | MIDEA | D5CERAH12AAJ | D5FEHAH12XCJ | 10 | 21.4 | 8.7 | No | N/A | 2 | 500 | 700 | 100 | 300 | 2025-01-01
215413303 | MIDEA | D5CERAH09AAK | D5FEHAH09XCK | 12.6 | 21.7 | 9.4 | Yes | Both | 3 | 600 | 800 | 150 | 350 | 2025-01-01
215413304 | MIDEA | D5CERAH12AAK | D5FEHAH12XCK | 10.8 | 21.4 | 9.2 | No | N/A | 3 | 600 | 800 | 150 | 350 | 2025-01-01
215413305 | MIDEA | D5CERAH18AAK | D5FEHAH18XCK | 11.5 | 20.3 | 9.1 | No | N/A | 3 | 600 | 800 | 150 | 350 | 2025-01-01
215413306 | MIDEA | D5CERAH24AAK | D5FEHAH24XCK | 9.5 | 18.5 | 9 | No | N/A | 3 | 600 | 800 | 150 | 350 | 2025-01-01
215413307 | MIDEA | D5CERAH30AAK | D5FEHAH30XCK | 12 | 22.4 | 9 | Yes | No | 3 | 600 | 800 | 150 | 350 | 2025-01-01
215413308 | MIDEA | D5CERAH36AAK | D5FEHAH36XCK | 9.4 | 19.5 | 9.1 | No | N/A | 3 | 600 | 800 | 150 | 350 | 2025-01-01
215323786 | MIDEA | 37MAHAQ06AA3 | D5MAHAQ06XA3 | 18 | 25.7 | 14.8 | Yes | Both | 4 | 700 | 900 | 150 | 350 | 2025-01-01
215323787 | MIDEA | 37MAHAQ09AA3 | D5MAHAQ09XA3 | 15.5 | 27.5 | 12.5 | Yes | Both | 4 | 700 | 900 | 150 | 350 | 2025-01-01
215323788 | MIDEA | 37MAHAQ12AA3 | D5MAHAQ12XA3 | 13.5 | 25.5 | 10.5 | Yes | Both | 4 | 700 | 900 | 150 | 350 | 2025-01-01
215323789 | MIDEA | 37MAHAQ18AA3 | D5MAHAQ18XA3 | 12.5 | 21.5 | 11 | Yes | Both | 4 | 700 | 900 | 150 | 350 | 2025-01-01
215323790 | MIDEA | 37MAHAQ24AA3 | D5MAHAQ24XA3 | 13 | 21.2 | 13.5 | Yes | Both | 4 | 700 | 900 | 150 | 350 | 2025-01-01
215323791 | MIDEA | 37MAHAQ33AA3 | D5MAHAQ33XA3 | 12 | 19.6 | 10.5 | Yes | Both | 4 | 700 | 900 | 150 | 350 | 2025-01-01
215323792 | MIDEA | 37MARAQ12AA1 | D5MAHAQ12XA1 | 13 | 23.5 | 9.5 | Yes | No | 3 | 600 | 800 | 150 | 350 | 2025-01-01
215323793 | MIDEA | 37MARAQ09AA3 | D5MAHAQ09XA3 | 14.9 | 26 | 12.5 | Yes | Both | 4 | 700 | 900 | 150 | 350 | 2025-01-01
215323794 | MIDEA | 37MARAQ12AA3 | D5MAHAQ12XA3 | 13.1 | 25.5 | 10.7 | Yes | Both | 4 | 700 | 900 | 150 | 350 | 2025-01-01
215323795 | MIDEA | 37MARAQ18AA3 | D5MAHAQ18XA3 | 12.8 | 23.5 | 10.8 | Yes | Both | 4 | 700 | 900 | 150 | 350 | 2025-01-01
215323796 | MIDEA | 37MARAQ24AA3 | D5MAHAQ24XA3 | 14 | 23.1 | 11.7 | Yes | Both | 4 | 700 | 900 | 150 | 350 | 2025-01-01
215324041 | MIDEA | 37MAHAQ06AA3 | 45MCCAQ06XA3 | 15.2 | 22 | 12 | Yes | Both | 4 | 700 | 900 | 150 | 350 | 2025-01-01
215324042 | MIDEA | 37MAHAQ06AA3 | 45MBDAQ06XA3 | 14.5 | 21.5 | 13.8 | Yes | Both | 4 | 700 | 900 | 150 | 350 | 2025-01-01
215324043 | MIDEA | 37MAHAQ09AA3 | 45MCCAQ12XA3 | 14.7 | 24 | 12.2 | Yes | Both | 4 | 700 | 900 | 150 | 350 | 2025-01-01
215324044 | MIDEA | 37MAHAQ09AA3 | 45MBCAQ12XA3 | 14 | 22.7 | 12.2 | Yes | Both | 4 | 700 | 900 | 150 | 350 | 2025-01-01
215324045 | MIDEA | 37MAHAQ09AA3 | 45MBFAQ09XA3 | 15.2 | 27.3 | 10.9 | Yes | Both | 4 | 700 | 900 | 150 | 350 | 2025-01-01
215324046 | MIDEA | 37MAHAQ09AA3 | 45MBDAQ12XA3 | 13.5 | 21.5 | 12.5 | Yes | Both | 4 | 700 | 900 | 150 | 350 | 2025-01-01
215324047 | MIDEA | 37MAHAQ09AA3 | 45MBDAQ12XH3 | 14 | 20.6 | 13.8 | Yes | Both | 4 | 700 | 900 | 150 | 350 | 2025-01-01
215324048 | MIDEA | 37MAHAQ12AA3 | 45MCCAQ12XA3 | 13 | 23 | 10.2 | Yes | Both | 4 | 700 | 900 | 150 | 350 | 2025-01-01
215324049 | MIDEA | 37MAHAQ12AA3 | 45MBCAQ12XA3 | 12.7 | 22.3 | 11.6 | Yes | Both | 4 | 700 | 900 | 150 | 350 | 2025-01-01
215324050 | MIDEA | 37MAHAQ12AA3 | 45MBFAQ12XA3 | 12.7 | 25 | 10.6 | Yes | Both | 4 | 700 | 900 | 150 | 350 | 2025-01-01
215324051 | MIDEA | 37MAHAQ12AA3 | 45MBDAQ12XA3 | 12 | 20 | 10.2 | Yes | Both | 4 | 700 | 900 | 150 | 350 | 2025-01-01
215324052 | MIDEA | 37MAHAQ12AA3 | 45MBDAQ12XH3 | 12 | 20.2 | 10.6 | Yes | Both | 4 | 700 | 900 | 150 | 350 | 2025-01-01
215324053 | MIDEA | 37MAHAQ18AA3 | 45MCCAQ18XA3 | 12.5 | 20.7 | 12.2 | Yes | Both | 4 | 700 | 900 | 150 | 350 | 2025-01-01
215324054 | MIDEA | 37MAHAQ18AA3 | 45MBCAQ18XA3 | 12.5 | 20 | 12.4 | Yes | Both | 4 | 700 | 900 | 150 | 350 | 2025-01-01
215324055 | MIDEA | 37MAHAQ18AA3 | 45MBFAQ16XA3 | 12.5 | 20.2 | 10.3 | Yes | Both | 4 | 700 | 900 | 150 | 350 | 2025-01-01
215324056 | MIDEA | 37MAHAQ18AA3 | 45MCFAQ18XA3 | 12.6 | 20.5 | 10.3 | Yes | Both | 4 | 700 | 900 | 150 | 350 | 2025-01-01
215324057 | MIDEA | 37MAHAQ18AA3 | 45MBDAQ18XA3 | 12 | 18 | 10.8 | Yes | Both | 4 | 700 | 900 | 150 | 350 | 2025-01-01
215324058 | MIDEA | 37MAHAQ18AA3 | 45MBDAQ18XH3 | 12.1 | 18.5 | 11.1 | Yes | Both | 4 | 700 | 900 | 150 | 350 | 2025-01-01
215324059 | MIDEA | 37MAHAQ24AA3 | 45MBCAQ24XA3 | 12 | 20.8 | 11.6 | Yes | Both | 4 | 700 | 900 | 150 | 350 | 2025-01-01
215324060 | MIDEA | 37MAHAQ24AA3 | 45MCFAQ24XA3 | 12 | 20.5 | 12.1 | Yes | Both | 4 | 700 | 900 | 150 | 350 | 2025-01-01
215324061 | MIDEA | 37MAHAQ24AA3 | 45MBDAQ24XH3 | 12 | 19.2 | 11.7 | Yes | Both | 4 | 700 | 900 | 150 | 350 | 2025-01-01
215324062 | MIDEA | 37MARAQ09AA3 | 45MBCAQ12XA3 | 14.3 | 21.7 | 11.3 | Yes | Both | 4 | 700 | 900 | 150 | 350 | 2025-01-01
215324063 | MIDEA | 37MARAQ09AA3 | 45MBFAQ09XA3 | 16.3 | 26 | 13.9 | Yes | Both | 4 | 700 | 900 | 150 | 350 | 2025-01-01
215324064 | MIDEA | 37MARAQ09AA3 | 45MBDAQ12XA3 | 12.8 | 19.6 | 11 | Yes | Both | 4 | 700 | 900 | 150 | 350 | 2025-01-01
215324065 | MIDEA | 37MARAQ09AA3 | 45MBDAQ12XH3 | 13 | 19.8 | 11.5 | Yes | Both | 4 | 700 | 900 | 150 | 350 | 2025-01-01
215324066 | MIDEA | 37MARAQ12AA3 | 45MCCAQ12XA3 | 12.3 | 22.2 | 10.1 | Yes | Both | 4 | 700 | 900 | 150 | 350 | 2025-01-01
215324067 | MIDEA | 37MARAQ12AA3 | 45MBCAQ12XA3 | 12.5 | 21.2 | 10.4 | Yes | Both | 4 | 700 | 900 | 150 | 350 | 2025-01-01
215324068 | MIDEA | 37MARAQ12AA3 | 45MBFAQ12XA3 | 12.7 | 24.7 | 11 | Yes | Both | 4 | 700 | 900 | 150 | 350 | 2025-01-01
215324069 | MIDEA | 37MARAQ12AA3 | 45MBDAQ12XA3 | 11.7 | 19 | 10.3 | Yes | Both | 4 | 700 | 900 | 150 | 350 | 2025-01-01
215324070 | MIDEA | 37MARAQ12AA3 | 45MBDAQ12XH3 | 12 | 19.5 | 10.5 | Yes | Both | 4 | 700 | 900 | 150 | 350 | 2025-01-01
215324071 | MIDEA | 37MARAQ18AA3 | 45MCCAQ18XA3 | 12.5 | 22.3 | 12.2 | Yes | Both | 4 | 700 | 900 | 150 | 350 | 2025-01-01
215324072 | MIDEA | 37MARAQ18AA3 | 45MBCAQ18XA3 | 12.5 | 20.8 | 11.4 | Yes | Both | 4 | 700 | 900 | 150 | 350 | 2025-01-01
215324073 | MIDEA | 37MARAQ18AA3 | 45MBFAQ16XA3 | 12.5 | 23.9 | 13.5 | Yes | Both | 4 | 700 | 900 | 150 | 350 | 2025-01-01
215324074 | MIDEA | 37MARAQ18AA3 | 45MCFAQ18XA3 | 12.5 | 22.4 | 10.4 | Yes | Both | 4 | 700 | 900 | 150 | 350 | 2025-01-01
215324075 | MIDEA | 37MARAQ18AA3 | 45MBDAQ18XA3 | 12.5 | 20 | 10.6 | Yes | Both | 4 | 700 | 900 | 150 | 350 | 2025-01-01
215324076 | MIDEA | 37MARAQ18AA3 | 45MBDAQ18XH3 | 13.3 | 20 | 11.4 | Yes | Both | 4 | 700 | 900 | 150 | 350 | 2025-01-01
215324077 | MIDEA | 37MARAQ24AA3 | 45MBCAQ24XA3 | 12 | 22.1 | 10.5 | Yes | Both | 4 | 700 | 900 | 150 | 350 | 2025-01-01
215324078 | MIDEA | 37MARAQ24AA3 | 45MCFAQ24XA3 | 12.2 | 21.2 | 11.1 | Yes | Both | 4 | 700 | 900 | 150 | 350 | 2025-01-01
215324079 | MIDEA | 37MARAQ24AA3 | 45MBDAQ24XH3 | 12.5 | 19 | 11 | Yes | Both | 4 | 700 | 900 | 150 | 350 | 2025-01-01
215324080 | MIDEA | 37MVRAQ09AA1 | D5MVHAQ09XA1 | 10.1 | 18 | 9 | No | N/A | 3 | 600 | 800 | 150 | 350 | 2025-01-01
215324081 | MIDEA | 37MVRAQ12AA1 | D5MVHAQ12XA1 | 8.8 | 19 | 9.2 | No | N/A | 3 | 600 | 800 | 150 | 350 | 2025-01-01
215324082 | MIDEA | 37MVRAQ09AA3 | D5MVHAQ09XA3 | 10.9 | 19 | 9.7 | Yes | Yes | 3 | 600 | 800 | 150 | 350 | 2025-01-01
215324083 | MIDEA | 37MVRAQ12AA3 | D5MVHAQ12XA3 | 8.8 | 18 | 8.8 | No | N/A | 2 | 500 | 700 | 100 | 300 | 2025-01-01
215324084 | MIDEA | 37MVRAQ18AA3 | D5MVHAQ18XA3 | 9.9 | 18.3 | 8.7 | No | N/A | 2 | 500 | 700 | 100 | 300 | 2025-01-01
215324085 | MIDEA | 37MVRAQ24AA3 | D5MVHAQ24XA3 | 9 | 17 | 8.5 | Yes | Yes | 2 | 500 | 700 | 100 | 300 | 2025-01-01
215324086 | MIDEA | 37MBHAQ36AA3 | 45MBCAQ36XA3 | 12 | 21.3 | 10.6 | Yes | Both | 4 | 700 | 900 | 150 | 350 | 2025-01-01
215324087 | MIDEA | 37MBHAQ36AA3 | 45MCFAQ36XA3 | 12 | 20.2 | 10.8 | Yes | Both | 4 | 700 | 900 | 150 | 350 | 2025-01-01
215324088 | MIDEA | 37MBHAQ36AA3 | 45MBDAQ36XH3 | 12 | 17.8 | 11.1 | Yes | Both | 4 | 700 | 900 | 150 | 350 | 2025-01-01
215324089 | MIDEA | 37MBHAQ48AA3 | 45MBCAQ48XA3 | 10 | 18.2 | 11 | Yes | Yes | 4 | 700 | 900 | 150 | 350 | 2025-01-01
215324090 | MIDEA | 37MBHAQ48AA3 | 45MCFAQ48XA3 | 9.4 | 18.7 | 10.1 | Yes | Yes | 4 | 700 | 900 | 150 | 350 | 2025-01-01
215324091 | MIDEA | 37MBHAQ48AA3 | 45MBDAQ48XH3 | 10.4 | 16.8 | 10.8 | Yes | Yes | 4 | 700 | 900 | 150 | 350 | 2025-01-01
215324092 | MIDEA | 37MBHAQ58AA3 | 45MCFAQ58XA3 | 9 | 18.1 | 10.7 | Yes | Yes | 4 | 700 | 900 | 150 | 350 | 2025-01-01
215324093 | MIDEA | 37MBHAQ58AA3 | 45MBDAQ58XH3 | 10.2 | 15.9 | 10.4 | Yes | Yes | 2 | 500 | 700 | 100 | 300 | 2025-01-01
215324094 | MIDEA | 37MBRAQ36AA3 | 45MBCAQ36XA3 | 9.7 | 20 | 10.4 | Yes | Yes | 4 | 700 | 900 | 150 | 350 | 2025-01-01
215324095 | MIDEA | 37MBRAQ36AA3 | 45MCFAQ36XA3 | 10.2 | 20 | 10 | No | N/A | 4 | 700 | 900 | 150 | 350 | 2025-01-01
215324096 | MIDEA | 37MBRAQ36AA3 | 45MBDAQ36XH3 | 10.2 | 18.8 | 10.2 | No | N/A | 4 | 700 | 900 | 150 | 350 | 2025-01-01
215324097 | MIDEA | 37MBRAQ48AA3 | 45MBCAQ48XA3 | 9.5 | 19.1 | 9.9 | Yes | Yes | 3 | 600 | 800 | 150 | 350 | 2025-01-01
215324098 | MIDEA | 37MBRAQ48AA3 | 45MCFAQ48XA3 | 9.5 | 19.9 | 10.2 | Yes | Yes | 4 | 700 | 900 | 150 | 350 | 2025-01-01
215324099 | MIDEA | 37MBRAQ48AA3 | 45MBDAQ48XH3 | 10 | 17.2 | 9.8 | Yes | Yes | 3 | 600 | 800 | 150 | 350 | 2025-01-01
215324100 | MIDEA | 37MBRAQ58AA3 | 45MCFAQ58XA3 | 9.6 | 19.5 | 9.5 | No | N/A | 3 | 600 | 800 | 150 | 350 | 2025-01-01
215324101 | MIDEA | 37MBRAQ58AA3 | 45MBDAQ58XH3 | 10 | 17 | 9.8 | No | N/A | 3 | 600 | 800 | 150 | 350 | 2025-01-01
215333803 | MIDEA | D5CVRAH09AAJ | D5FVHAH09XCJ | 10.1 | 18 | 9 | No | N/A | 3 | 600 | 800 | 150 | 350 | 2025-01-01
215333804 | MIDEA | D5CVRAH12AAJ | D5FVHAH12XCJ | 8.8 | 19 | 9.2 | No | N/A | 3 | 600 | 800 | 150 | 350 | 2025-01-01
215333805 | MIDEA | D5CVRAH09AAK | D5FVHAH09XCK | 10.9 | 19 | 9.7 | Yes | Yes | 3 | 600 | 800 | 150 | 350 | 2025-01-01
215333806 | MIDEA | D5CVRAH12AAK | D5FVHAH12XCK | 8.8 | 18 | 8.8 | No | N/A | 2 | 500 | 700 | 100 | 300 | 2025-01-01
215333807 | MIDEA | D5CVRAH18AAK | D5FVHAH18XCK | 9.9 | 18.3 | 8.7 | No | N/A | 2 | 500 | 700 | 100 | 300 | 2025-01-01
215333808 | MIDEA | D5CVRAH24AAK | D5FVHAH24XCK | 9 | 17 | 8.5 | Yes | Yes | 2 | 500 | 700 | 100 | 300 | 2025-01-01
215333839 | MIDEA | M5CVRAQ09AA1 | M5FVHAQ09XC1 | 10.1 | 18 | 9 | No | N/A | 3 | 600 | 800 | 150 | 350 | 2025-01-01
215333840 | MIDEA | M5CVRAQ12AA1 | M5FVHAQ12XC1 | 8.8 | 19 | 9.2 | No | N/A | 3 | 600 | 800 | 150 | 350 | 2025-01-01
215333841 | MIDEA | M5CVRAQ09AA3 | M5FVHAQ09XC3 | 10.9 | 19 | 9.7 | Yes | Yes | 3 | 600 | 800 | 150 | 350 | 2025-01-01
215333842 | MIDEA | M5CVRAQ12AA3 | M5FVHAQ12XC3 | 8.8 | 18 | 8.8 | No | N/A | 2 | 500 | 700 | 100 | 300 | 2025-01-01
215333843 | MIDEA | M5CVRAQ18AA3 | M5FVHAQ18XC3 | 9.9 | 18.3 | 8.7 | No | N/A | 2 | 500 | 700 | 100 | 300 | 2025-01-01
215333844 | MIDEA | M5CVRAQ24AA3 | M5FVHAQ24XC3 | 9 | 17 | 8.5 | Yes | Yes | 2 | 500 | 700 | 100 | 300 | 2025-01-01
215333761 | MIDEA | 37MVRAQ09AA1 | D5MVHAQ09XC1 | 10.1 | 18 | 9 | No | N/A | 3 | 600 | 800 | 150 | 350 | 2025-01-01
215333762 | MIDEA | 37MVRAQ12AA1 | D5MVHAQ12XC1 | 8.8 | 19 | 9.2 | No | N/A | 3 | 600 | 800 | 150 | 350 | 2025-01-01
215333763 | MIDEA | 37MVRAQ09AA3 | D5MVHAQ09XC3 | 10.9 | 19 | 9.7 | Yes | Yes | 3 | 600 | 800 | 150 | 350 | 2025-01-01
215333764 | MIDEA | 37MVRAQ12AA3 | D5MVHAQ12XC3 | 8.8 | 18 | 8.8 | No | N/A | 2 | 500 | 700 | 100 | 300 | 2025-01-01
215333765 | MIDEA | 37MVRAQ18AA3 | D5MVHAQ18XC3 | 9.9 | 18.3 | 8.7 | No | N/A | 2 | 500 | 700 | 100 | 300 | 2025-01-01
215333766 | MIDEA | 37MVRAQ24AA3 | D5MVHAQ24XC3 | 9 | 17 | 8.5 | Yes | Yes | 2 | 500 | 700 | 100 | 300 | 2025-01-01
215324982 | MIDEA | M5CVRAQ18AA3 | M5FVHAQ18XA3 | 9.9 | 18.3 | 8.7 | No | N/A | 2 | 500 | 700 | 100 | 300 | 2025-01-01
215324983 | MIDEA | M5CVRAQ24AA3 | M5FVHAQ24XA3 | 9 | 17 | 8.5 | Yes | Yes | 2 | 500 | 700 | 100 | 300 | 2025-01-01
215324978 | MIDEA | M5CVRAQ09AA1 | M5FVHAQ09XA1 | 10.1 | 18 | 9 | No | N/A | 3 | 600 | 800 | 150 | 350 | 2025-01-01
215324979 | MIDEA | M5CVRAQ12AA1 | M5FVHAQ12XA1 | 8.8 | 19 | 9.2 | No | N/A | 3 | 600 | 800 | 150 | 350 | 2025-01-01
215324980 | MIDEA | M5CVRAQ09AA3 | M5FVHAQ09XA3 | 10.9 | 19 | 9.7 | Yes | Yes | 3 | 600 | 800 | 150 | 350 | 2025-01-01
215324981 | MIDEA | M5CVRAQ12AA3 | M5FVHAQ12XA3 | 8.8 | 18 | 8.8 | No | N/A | 2 | 500 | 700 | 100 | 300 | 2025-01-01
214640125 | MIDEA | MOX230-12HFN8-QRD6GW | MSXTBU-12HRFN8-QRD6GW | 12.5 | 25.5 | 10 | No | N/A | 4 | 700 | 900 | 150 | 350 | 2025-01-01
213785812 | MIDEA | MOX4-18HFN1AA | MSEP-18HFN1AA | 12.5 | 23.5 | 10.8 | No | N/A | 4 | 700 | 900 | 150 | 350 | 2025-01-01
213785813 | MIDEA | MOD-24HFN1AA | MSEP-24HFN1AA | 14 | 22 | 10 | No | N/A | 4 | 700 | 900 | 150 | 350 | 2025-01-01
213785814 | MIDEA | MOD-30HFN1CA | MSAG-30HFN1CA | 12.2 | 21 | 8.2 | No | N/A | 1 | 400 | 600 | 100 | 300 | 2025-01-01
213804889 | MIDEA | MOE30U-60HFN1-M(GA)(X) | MUE-60HRFN1-MW | 9.8 | 19.8 | 9 | No | N/A | 3 | 600 | 800 | 150 | 350 | 2025-01-01
213804890 | MIDEA | MOE30U-60HFN1-M(GA)(X) | MHG-60HWFN1-MW | 10.3 | 17 | 8.4 | No | N/A | 1 | 400 | 600 | 100 | 300 | 2025-01-01
215324540 | MIDEA | D5CSHAH06AAK | D5FSHAH06XAK | 18 | 25.7 | 14.8 | Yes | Both | 4 | 700 | 900 | 150 | 350 | 2025-01-01
215324541 | MIDEA | D5CSHAH06AAK | D5FSOAH06XAK | 15.2 | 22 | 12 | Yes | Both | 4 | 700 | 900 | 150 | 350 | 2025-01-01
215324542 | MIDEA | D5CSHAH06AAK | D5FSDAH06XAK | 14.5 | 21.5 | 13.8 | Yes | Both | 4 | 700 | 900 | 150 | 350 | 2025-01-01
215324543 | MIDEA | D5CSHAH09AAK | D5FSHAH09XAK | 15.5 | 27.5 | 12.5 | Yes | Both | 4 | 700 | 900 | 150 | 350 | 2025-01-01
215324544 | MIDEA | D5CSHAH09AAK | D5FSOAH12XAK | 14.7 | 24 | 12.2 | Yes | Both | 4 | 700 | 900 | 150 | 350 | 2025-01-01
215324545 | MIDEA | D5CSHAH09AAK | D5FSCAH12XAK | 14 | 22.7 | 12.2 | Yes | Both | 4 | 700 | 900 | 150 | 350 | 2025-01-01
215324546 | MIDEA | D5CSHAH09AAK | D5FSFAH09XAK | 15.2 | 27.3 | 10.9 | Yes | Both | 4 | 700 | 900 | 150 | 350 | 2025-01-01
215324547 | MIDEA | D5CSHAH09AAK | D5FSDAH12XAK | 13.5 | 21.5 | 12.5 | Yes | Both | 4 | 700 | 900 | 150 | 350 | 2025-01-01
215324548 | MIDEA | D5CSHAH09AAK | D5FSDAH12XHK | 14 | 20.6 | 13.8 | Yes | Both | 4 | 700 | 900 | 150 | 350 | 2025-01-01
215324549 | MIDEA | D5CSHAH12AAK | D5FSHAH12XAK | 13.5 | 25.5 | 10.5 | Yes | Both | 4 | 700 | 900 | 150 | 350 | 2025-01-01
215324550 | MIDEA | D5CSHAH12AAK | D5FSOAH12XAK | 13 | 23 | 10.2 | Yes | Both | 4 | 700 | 900 | 150 | 350 | 2025-01-01
215324551 | MIDEA | D5CSHAH12AAK | D5FSCAH12XAK | 12.7 | 22.3 | 11.6 | Yes | Both | 4 | 700 | 900 | 150 | 350 | 2025-01-01
215324552 | MIDEA | D5CSHAH12AAK | D5FSFAH12XAK | 12.7 | 25 | 10.6 | Yes | Both | 4 | 700 | 900 | 150 | 350 | 2025-01-01
215324553 | MIDEA | D5CSHAH12AAK | D5FSDAH12XAK | 12 | 20 | 10.2 | Yes | Both | 4 | 700 | 900 | 150 | 350 | 2025-01-01
215324554 | MIDEA | D5CSHAH12AAK | D5FSDAH12XHK | 12 | 20.2 | 10.6 | Yes | Both | 4 | 700 | 900 | 150 | 350 | 2025-01-01
215324555 | MIDEA | D5CSHAH18AAK | D5FSHAH18XAK | 12.5 | 21.5 | 11 | Yes | Both | 4 | 700 | 900 | 150 | 350 | 2025-01-01
215324556 | MIDEA | D5CSHAH18AAK | D5FSOAH18XAK | 12.5 | 20.7 | 12.2 | Yes | Both | 4 | 700 | 900 | 150 | 350 | 2025-01-01
215324557 | MIDEA | D5CSHAH18AAK | D5FSCAH18XAK | 12.5 | 20 | 12.4 | Yes | Both | 4 | 700 | 900 | 150 | 350 | 2025-01-01
215324558 | MIDEA | D5CSHAH18AAK | D5FSFAH16XAK | 12.5 | 20.2 | 10.3 | Yes | Both | 4 | 700 | 900 | 150 | 350 | 2025-01-01
215324559 | MIDEA | D5CSHAH18AAK | D5FCFAH18XAK | 12.6 | 20.5 | 10.3 | Yes | Both | 4 | 700 | 900 | 150 | 350 | 2025-01-01
215324560 | MIDEA | D5CSHAH18AAK | D5FSDAH18XAK | 12 | 18 | 10.8 | Yes | Both | 4 | 700 | 900 | 150 | 350 | 2025-01-01
215324561 | MIDEA | D5CSHAH18AAK | D5FSDAH18XHK | 12.1 | 18.5 | 11.1 | Yes | Both | 4 | 700 | 900 | 150 | 350 | 2025-01-01
215324566 | MIDEA | D5CSHAH33AAK | D5FSHAH33XAK | 12 | 19.6 | 10.5 | Yes | Both | 4 | 700 | 900 | 150 | 350 | 2025-01-01
215324567 | MIDEA | D5CSRAH12AAJ | D5FSHAH12XAJ | 13 | 23.5 | 9.5 | Yes | No | 3 | 600 | 800 | 150 | 350 | 2025-01-01
215324568 | MIDEA | D5CSRAH09AAK | D5FSHAH09XAK | 14.9 | 26 | 12.5 | Yes | Both | 4 | 700 | 900 | 150 | 350 | 2025-01-01
215324569 | MIDEA | D5CSRAH09AAK | D5FSOAH12XAK | 14.4 | 22.2 | 11.8 | Yes | Both | 4 | 700 | 900 | 150 | 350 | 2025-01-01
215324570 | MIDEA | D5CSRAH09AAK | D5FSCAH12XAK | 14.3 | 21.7 | 11.3 | Yes | Both | 4 | 700 | 900 | 150 | 350 | 2025-01-01
215324571 | MIDEA | D5CSRAH09AAK | D5FSFAH09XAK | 16.3 | 26 | 13.9 | Yes | Both | 4 | 700 | 900 | 150 | 350 | 2025-01-01
215324572 | MIDEA | D5CSRAH09AAK | D5FSDAH12XAK | 12.8 | 19.6 | 11 | Yes | Both | 4 | 700 | 900 | 150 | 350 | 2025-01-01
215324573 | MIDEA | D5CSRAH09AAK | D5FSDAH12XHK | 13 | 19.8 | 11.5 | Yes | Both | 4 | 700 | 900 | 150 | 350 | 2025-01-01
215324574 | MIDEA | D5CSRAH12AAK | D5FSHAH12XAK | 13.1 | 25.5 | 10.7 | Yes | Both | 4 | 700 | 900 | 150 | 350 | 2025-01-01
215324575 | MIDEA | D5CSRAH12AAK | D5FSOAH12XAK | 12.3 | 22.2 | 10.1 | Yes | Both | 4 | 700 | 900 | 150 | 350 | 2025-01-01
215324576 | MIDEA | D5CSRAH12AAK | D5FSCAH12XAK | 12.5 | 21.2 | 10.4 | Yes | Both | 4 | 700 | 900 | 150 | 350 | 2025-01-01
215324577 | MIDEA | D5CSRAH12AAK | D5FSFAH12XAK | 12.7 | 24.7 | 11 | Yes | Both | 4 | 700 | 900 | 150 | 350 | 2025-01-01
215324578 | MIDEA | D5CSRAH12AAK | D5FSDAH12XAK | 11.7 | 19 | 10.3 | Yes | Both | 4 | 700 | 900 | 150 | 350 | 2025-01-01
215324579 | MIDEA | D5CSRAH12AAK | D5FSDAH12XHK | 12 | 19.5 | 10.5 | Yes | Both | 4 | 700 | 900 | 150 | 350 | 2025-01-01
215324580 | MIDEA | D5CSRAH18AAK | D5FSHAH18XAK | 12.8 | 23.5 | 10.8 | Yes | Both | 4 | 700 | 900 | 150 | 350 | 2025-01-01
215324581 | MIDEA | D5CSRAH18AAK | D5FSOAH18XAK | 12.5 | 22.3 | 12.2 | Yes | Both | 4 | 700 | 900 | 150 | 350 | 2025-01-01
215324582 | MIDEA | D5CSRAH18AAK | D5FSCAH18XAK | 12.5 | 20.8 | 11.4 | Yes | Both | 4 | 700 | 900 | 150 | 350 | 2025-01-01
215324583 | MIDEA | D5CSRAH18AAK | D5FSFAH16XAK | 12.5 | 23.9 | 13.5 | Yes | Both | 4 | 700 | 900 | 150 | 350 | 2025-01-01
215324584 | MIDEA | D5CSRAH18AAK | D5FCFAH18XAK | 12.5 | 22.4 | 10.4 | Yes | Both | 4 | 700 | 900 | 150 | 350 | 2025-01-01
215324585 | MIDEA | D5CSRAH18AAK | D5FSDAH18XAK | 12.5 | 20 | 10.6 | Yes | Both | 4 | 700 | 900 | 150 | 350 | 2025-01-01
215324586 | MIDEA | D5CSRAH18AAK | D5FSDAH18XHK | 13.3 | 20 | 11.4 | Yes | Both | 4 | 700 | 900 | 150 | 350 | 2025-01-01
215324587 | MIDEA | D5CSRAH24AAK | D5FPHAH18XAK | 14 | 23.1 | 11.7 | Yes | Both | 4 | 700 | 900 | 150 | 350 | 2025-01-01
215324588 | MIDEA | D5CSRAH24AAK | D5FSCAH24XAK | 12 | 22.1 | 10.5 | Yes | Both | 4 | 700 | 900 | 150 | 350 | 2025-01-01
215324589 | MIDEA | D5CSRAH24AAK | D5FCFAH24XAK | 12.2 | 21.2 | 11.1 | Yes | Both | 4 | 700 | 900 | 150 | 350 | 2025-01-01
215324594 | MIDEA | D5CVRAH12AAK | D5FVHAH12XAK | 8.8 | 18 | 8.8 | No | N/A | 2 | 500 | 700 | 100 | 300 | 2025-01-01
215324595 | MIDEA | D5CVRAH18AAK | D5FVHAH18XAK | 9.9 | 18.3 | 8.7 | No | N/A | 2 | 500 | 700 | 100 | 300 | 2025-01-01
215324596 | MIDEA | D5CVRAH24AAK | D5FVHAH24XAK | 9 | 17 | 8.5 | Yes | Yes | 2 | 500 | 700 | 100 | 300 | 2025-01-01
215324597 | MIDEA | D5CLHAH36AAK | D5FLCAH36XAK | 12 | 21.3 | 10.6 | Yes | Both | 4 | 700 | 900 | 150 | 350 | 2025-01-01
215324598 | MIDEA | D5CLHAH36AAK | D5FCFAH36XAK | 12 | 20.2 | 10.8 | Yes | Both | 4 | 700 | 900 | 150 | 350 | 2025-01-01
215324599 | MIDEA | D5CLHAH36AAK | D5FLDAH36XHK | 12 | 17.8 | 11.1 | Yes | Both | 4 | 700 | 900 | 150 | 350 | 2025-01-01
215324600 | MIDEA | D5CLHAH48AAK | D5FLCAH48XAK | 10 | 18.2 | 11 | Yes | Yes | 4 | 700 | 900 | 150 | 350 | 2025-01-01
215324601 | MIDEA | D5CLHAH48AAK | D5FCFAH48XAK | 9.4 | 18.7 | 10.1 | Yes | Yes | 4 | 700 | 900 | 150 | 350 | 2025-01-01
215324602 | MIDEA | D5CLHAH48AAK | D5FLDAH48XHK | 10.4 | 16.8 | 10.8 | Yes | Yes | 4 | 700 | 900 | 150 | 350 | 2025-01-01
215324603 | MIDEA | D5CLHAH58AAK | D5FCFAH58XAK | 9 | 18.1 | 10.7 | Yes | Yes | 4 | 700 | 900 | 150 | 350 | 2025-01-01
215324604 | MIDEA | D5CLHAH58AAK | D5FLDAH58XHK | 10.2 | 15.9 | 10.4 | Yes | Yes | 2 | 500 | 700 | 100 | 300 | 2025-01-01
215324605 | MIDEA | D5CLRAH36AAK | D5FLCAH36XAK | 9.7 | 20 | 10.4 | Yes | Yes | 4 | 700 | 900 | 150 | 350 | 2025-01-01
215324606 | MIDEA | D5CLRAH36AAK | D5FCFAH36XAK | 10.2 | 20 | 10 | No | N/A | 4 | 700 | 900 | 150 | 350 | 2025-01-01
215324607 | MIDEA | D5CLRAH36AAK | D5FLDAH36XHK | 10.2 | 18.8 | 10.2 | No | N/A | 4 | 700 | 900 | 150 | 350 | 2025-01-01
215324608 | MIDEA | D5CLRAH48AAK | D5FLCAH48XAK | 9.5 | 19.1 | 9.9 | Yes | Yes | 3 | 600 | 800 | 150 | 350 | 2025-01-01
215324609 | MIDEA | D5CLRAH48AAK | D5FCFAH48XAK | 9.5 | 19.9 | 10.2 | Yes | Yes | 4 | 700 | 900 | 150 | 350 | 2025-01-01
215324610 | MIDEA | D5CLRAH48AAK | D5FLDAH48XHK | 10 | 17.2 | 9.8 | Yes | Yes | 3 | 600 | 800 | 150 | 350 | 2025-01-01
215324611 | MIDEA | D5CLRAH58AAK | D5FCFAH58XAK | 9.6 | 19.5 | 9.5 | No | N/A | 3 | 600 | 800 | 150 | 350 | 2025-01-01
215324612 | MIDEA | D5CLRAH58AAK | D5FLDAH58XHK | 10 | 17 | 9.8 | No | N/A | 3 | 600 | 800 | 150 | 350 | 2025-01-01
213349755 | MIDEA | 38MVRAQ09AA3 | DHMVHAQ09XB3 | 8.8 | 17.6 | 8.8 | No | N/A | 2 | 500 | 700 | 100 | 300 | 2025-01-01
213349762 | MIDEA | DLCVRAH09AAK | DLFVHAH09XBK | 8.8 | 17.6 | 8.8 | No | N/A | 2 | 500 | 700 | 100 | 300 | 2025-01-01
213349767 | MIDEA | MICVRAQ09AA3 | MIFVHAQ09XB3 | 8.8 | 17.6 | 8.8 | No | N/A | 2 | 500 | 700 | 100 | 300 | 2025-01-01
215324562 | MIDEA | D5CSHAH24AAK | D5FSHAH24XAK | 13 | 21.2 | 13.5 | Yes | Both | 4 | 700 | 900 | 150 | 350 | 2025-01-01
215324563 | MIDEA | D5CSHAH24AAK | D5FSCAH24XAK | 12 | 20.8 | 11.6 | Yes | Both | 4 | 700 | 900 | 150 | 350 | 2025-01-01
215324564 | MIDEA | D5CSHAH24AAK | D5FCFAH24XAK | 12 | 20.5 | 12.1 | Yes | Both | 4 | 700 | 900 | 150 | 350 | 2025-01-01
215324565 | MIDEA | D5CSHAH24AAK | D5FSDAH24XHK | 12 | 19.2 | 11.7 | Yes | Both | 4 | 700 | 900 | 150 | 350 | 2025-01-01
215324590 | MIDEA | D5CSRAH24AAK | D5FSDAH24XHK | 12.5 | 19 | 11 | Yes | Both | 4 | 700 | 900 | 150 | 350 | 2025-01-01
215324591 | MIDEA | D5CVRAH09AAJ | D5FVHAH09XAJ | 10.1 | 18 | 9 | No | N/A | 3 | 600 | 800 | 150 | 350 | 2025-01-01
215324592 | MIDEA | D5CVRAH12AAJ | D5FVHAH12XAJ | 8.8 | 19 | 9.2 | No | N/A | 3 | 600 | 800 | 150 | 350 | 2025-01-01
215324593 | MIDEA | D5CVRAH09AAK | D5FVHAH09XAK | 10.9 | 19 | 9.7 | Yes | Yes | 3 | 600 | 800 | 150 | 350 | 2025-01-01
205801385 | MIDEA | MOE30U-48HFN1-M-[X] | MCD-48HRFN1-M(D) | 8.3 | 16.5 | 9.8 | No | N/A | 3 | 600 | 800 | 150 | 350 | 2025-01-01
205801387 | MIDEA | MOBA30-09HFN1-BS0W | MSABA-09HRFN1-BS0W | 11.5 | 18.9 | 8.1 | No | N/A | 1 | 400 | 600 | 100 | 300 | 2025-01-01
212349510 | MIDEA | MOX330-18HFN1-MS0W | MSAG11C-18HRDN1-MS0W | 11 | 19.5 | 8.7 | No | N/A | 2 | 500 | 700 | 100 | 300 | 2025-01-01
211871341 | MIDEA | MASAG12-21HS1GB* | MASAG12-21HS1GA | 10.3 | 20.8 | 8.7 | No | N/A | 2 | 500 | 700 | 100 | 300 | 2025-01-01
211871342 | MIDEA | MASAG09-21HS1GB* | MASAG09-21HS1GA | 12.5 | 21.5 | 9.1 | No | N/A | 3 | 600 | 800 | 150 | 350 | 2025-01-01
211871343 | MIDEA | MASAG18-21HS2GB* | MASAG18-21HS2GA | 11 | 19.5 | 8.7 | No | N/A | 2 | 500 | 700 | 100 | 300 | 2025-01-01
211871344 | MIDEA | MASAG24-21HS2GB* | MASAG24-21HS2GA | 9.5 | 18.5 | 8.6 | No | N/A | 2 | 500 | 700 | 100 | 300 | 2025-01-01
211871345 | MIDEA | MASAG09-21HS2GB* | MASAG09-21HS2GA | 12.6 | 21.7 | 9.4 | Yes | Both | 3 | 600 | 800 | 150 | 350 | 2025-01-01
211871346 | MIDEA | MASAG12-21HS2GB* | MASAG12-21HS2GA | 10.8 | 21.4 | 9.2 | No | N/A | 3 | 600 | 800 | 150 | 350 | 2025-01-01
211756446 | MIDEA | MOD30-30HFN1-MS0W | MSEPD-30HRFN1-MS8W | 11.5 | 20 | 9.2 | No | N/A | 3 | 600 | 800 | 150 | 350 | 2025-01-01
211132964 | MIDEA | 38MARBQ18AA3 | 40MBDAQ18XH3 | 12.1 | 18 | 10.8 | Yes | Both | 4 | 700 | 900 | 150 | 350 | 2025-01-01
211132965 | MIDEA | 38MARBQ09AA3 | 40MBDAQ09XH3 | 13.6 | 20.5 | 10 | Yes | Both | 4 | 700 | 900 | 150 | 350 | 2025-01-01
211132966 | MIDEA | 38MBRCQ48AA3 | 40MBDAQ48XH3 | 8.8 | 15.2 | 9.7 | Yes | Yes | 2 | 500 | 700 | 100 | 300 | 2025-01-01
211132968 | MIDEA | 38MARBQ24AA3 | 40MBDAQ24XH3 | 12 | 19.2 | 11.1 | Yes | Both | 4 | 700 | 900 | 150 | 350 | 2025-01-01
211132970 | MIDEA | 38MARBQ12AA3 | 40MBDAQ12XH3 | 12 | 20 | 9.5 | Yes | Both | 3 | 600 | 800 | 150 | 350 | 2025-01-01
211132971 | MIDEA | 38MBRCQ36AA3 | 40MBDAQ36XH3 | 9.2 | 16 | 10.2 | No | N/A | 4 | 700 | 900 | 150 | 350 | 2025-01-01
211132973 | MIDEA | 38MBRCQ58AA3 | 40MBDAQ58XH3 | 10.3 | 17 | 8.4 | No | N/A | 1 | 400 | 600 | 100 | 300 | 2025-01-01
211132697 | MIDEA | DLCSRBH18AAK | DLFSDAH18XHK | 12.1 | 18 | 10.8 | Yes | Both | 4 | 700 | 900 | 150 | 350 | 2025-01-01
211132698 | MIDEA | DLCSRBH09AAK | DLFSDAH09XHK | 13.6 | 20.5 | 10 | Yes | Both | 4 | 700 | 900 | 150 | 350 | 2025-01-01
211132699 | MIDEA | DLCSRBH12AAK | DLFSDAH12XHK | 12 | 20 | 9.5 | Yes | Both | 3 | 600 | 800 | 150 | 350 | 2025-01-01
211132733 | MIDEA | DLCLRCH36AAK | DLFLDAH36XHK | 9.2 | 16 | 10.2 | No | N/A | 4 | 700 | 900 | 150 | 350 | 2025-01-01
211132734 | MIDEA | DLCLRCH58AAK | DLFLDAH58XHK | 10.3 | 17 | 8.4 | No | N/A | 1 | 400 | 600 | 100 | 300 | 2025-01-01
211132735 | MIDEA | DLCLRCH48AAK | DLFLDAH48XHK | 8.8 | 15.2 | 9.7 | Yes | Yes | 2 | 500 | 700 | 100 | 300 | 2025-01-01
211132736 | MIDEA | DLCSRBH24AAK | DLFSDAH24XHK | 12 | 19.2 | 11.1 | Yes | Both | 4 | 700 | 900 | 150 | 350 | 2025-01-01
213214860 | MIDEA | DLCPRBH09AAK | DLFPHAH09XAK | 14.4 | 25.5 | 15 | Yes | Both | 4 | 700 | 900 | 150 | 350 | 2025-01-01
213214861 | MIDEA | DLCPRBH12AAK | DLFPHAH12XAK | 12.5 | 24 | 10.5 | Yes | Both | 4 | 700 | 900 | 150 | 350 | 2025-01-01
213214862 | MIDEA | DLCPRBH18AAK | DLFPHAH18XAK | 13.5 | 23.5 | 13.5 | Yes | Both | 4 | 700 | 900 | 150 | 350 | 2025-01-01
210857449 | MIDEA | DLCSRBH09AAK | DLFSOAH09XAK | 13 | 24 | 12.4 | Yes | Both | 4 | 700 | 900 | 150 | 350 | 2025-01-01
210857450 | MIDEA | DLCSRBH06AAK | DLFSOAH09XAK | 14.5 | 22 | 10.8 | Yes | Both | 4 | 700 | 900 | 150 | 350 | 2025-01-01
210857451 | MIDEA | DLCSRBH18AAK | DLFSOAH18XAK | 12.5 | 19.8 | 11.2 | Yes | Both | 4 | 700 | 900 | 150 | 350 | 2025-01-01
210857452 | MIDEA | DLCSRBH12AAK | DLFSOAH18XAK | 13 | 23 | 10 | Yes | Both | 4 | 700 | 900 | 150 | 350 | 2025-01-01
210857473 | MIDEA | 38MARBQ06AA3 | 40MCCAQ09XA3 | 14.5 | 22 | 10.8 | Yes | Both | 4 | 700 | 900 | 150 | 350 | 2025-01-01
210857474 | MIDEA | 38MARBQ12AA3 | 40MCCAQ18XA3 | 13 | 23 | 10 | Yes | Both | 4 | 700 | 900 | 150 | 350 | 2025-01-01
210605778 | MIDEA | 38MHRCQ30AA3 | 40MHHAQ30XA3 | 12.2 | 21 | 8.7 | Yes | No | 2 | 500 | 700 | 100 | 300 | 2025-01-01
210605779 | MIDEA | 38MHRCQ18AA3 | 40MHHAQ18XA3 | 11 | 19.5 | 8.7 | No | N/A | 2 | 500 | 700 | 100 | 300 | 2025-01-01
209948190 | MIDEA | 38MARBQ12AA3 | 40MBFAQ12XA3 | 13.3 | 24.2 | 10.7 | Yes | Both | 4 | 700 | 900 | 150 | 350 | 2025-01-01
209948197 | MIDEA | DLCSRBH12AAK | DLFSFBH12XAK | 13.3 | 24.2 | 10.7 | Yes | Both | 4 | 700 | 900 | 150 | 350 | 2025-01-01
205572563 | MIRAGE | OVMH361A |  | 10 | 18.5 | 8.7 | No | N/A | 2 | 500 | 700 | 100 | 300 | 2025-01-01
205572560 | MIRAGE | OVMH271A |  | 11 | 20 | 8.5 | No | N/A | 2 | 500 | 700 | 100 | 300 | 2025-01-01
207178470 | MIRAGE | OVMH181A |  | 11.7 | 18.3 | 9 | No | N/A | 3 | 600 | 800 | 150 | 350 | 2025-01-01
207862052 | MIRAGE | OVMH181B |  | 12 | 19 | 9.8 | No | N/A | 3 | 600 | 800 | 150 | 350 | 2025-01-01
207862061 | MIRAGE | OVMH481B |  | 10.8 | 20.5 | 9.7 | No | N/A | 3 | 600 | 800 | 150 | 350 | 2025-01-01
207862055 | MIRAGE | OVMH271B |  | 11.7 | 21 | 9.2 | No | N/A | 3 | 600 | 800 | 150 | 350 | 2025-01-01
207862058 | MIRAGE | OVMH361B |  | 11 | 20 | 9.2 | No | N/A | 3 | 600 | 800 | 150 | 350 | 2025-01-01
216619397 | Mirage | OGFH181C |  | 13 | 24 | 10 | Yes | Both | 4 | 700 | 900 | 150 | 350 | 2025-01-01
216619398 | Mirage | OGFH271C |  | 12 | 24 | 10 | Yes | Both | 4 | 700 | 900 | 150 | 350 | 2025-01-01
216619399 | Mirage | OGFH351C |  | 12 | 22.5 | 9.5 | Yes | Yes | 3 | 600 | 800 | 150 | 350 | 2025-01-01
216619400 | Mirage | OGFH421C |  | 12 | 22 | 9.5 | Yes | Yes | 3 | 600 | 800 | 150 | 350 | 2025-01-01
207862057 | MIRAGE | OVMH361B |  | 10.6 | 23.1 | 9.6 | No | N/A | 3 | 600 | 800 | 150 | 350 | 2025-01-01
207862060 | MIRAGE | OVMH481B |  | 11 | 21.1 | 9.5 | No | N/A | 3 | 600 | 800 | 150 | 350 | 2025-01-01
207862051 | MIRAGE | OVMH181B |  | 12.5 | 21 | 10.2 | No | N/A | 4 | 700 | 900 | 150 | 350 | 2025-01-01
207862054 | MIRAGE | OVMH271B |  | 12.2 | 23.5 | 9.2 | No | N/A | 3 | 600 | 800 | 150 | 350 | 2025-01-01
207178471 | MIRAGE | OVMH181A |  | 11.7 | 20.5 | 8.9 | No | N/A | 2 | 500 | 700 | 100 | 300 | 2025-01-01
205572562 | MIRAGE | OVMH361A |  | 10.8 | 22.5 | 9.2 | No | N/A | 3 | 600 | 800 | 150 | 350 | 2025-01-01
203362389 | MIRAGE | OVMH361A |  | 10.8 | 22.5 | 9.2 | No | N/A | 3 | 600 | 800 | 150 | 350 | 2025-01-01
203449483 | MIRAGE | OVMH481A |  | 11.6 | 21.5 | 8.7 | No | N/A | 2 | 500 | 700 | 100 | 300 | 2025-01-01
203449484 | MIRAGE | OVMH271A |  | 12 | 22 | 8.9 | No | N/A | 2 | 500 | 700 | 100 | 300 | 2025-01-01
205572564 | MIRAGE | OVMH361A |  | 10.75 | 20.5 | 8.85 | No | N/A | 2 | 500 | 700 | 100 | 300 | 2025-01-01
207178472 | MIRAGE | OVMH181A |  | 11.85 | 20.35 | 9.05 | No | N/A | 3 | 600 | 800 | 150 | 350 | 2025-01-01
207862053 | MIRAGE | OVMH181B |  | 12.25 | 20 | 10 | No | N/A | 4 | 700 | 900 | 150 | 350 | 2025-01-01
207862062 | MIRAGE | OVMH481B |  | 10.9 | 20.8 | 9.6 | No | N/A | 3 | 600 | 800 | 150 | 350 | 2025-01-01
207862056 | MIRAGE | OVMH271B |  | 11.95 | 22.25 | 9.2 | No | N/A | 3 | 600 | 800 | 150 | 350 | 2025-01-01
207862059 | MIRAGE | OVMH361B |  | 10.8 | 21.55 | 9.4 | No | N/A | 3 | 600 | 800 | 150 | 350 | 2025-01-01
216772345 | Mirage | OPWH090C* | IPWH090C | 11.7 | 19 | 9.5 | No | N/A | 3 | 600 | 800 | 150 | 350 | 2025-01-01
216772346 | Mirage | OPWH120C* | IPWH120C | 10.5 | 20.5 | 9.5 | No | N/A | 3 | 600 | 800 | 150 | 350 | 2025-01-01
216772347 | Mirage | OPWH121C* | IPWH121C | 11.2 | 23 | 9.5 | No | N/A | 3 | 600 | 800 | 150 | 350 | 2025-01-01
216772348 | Mirage | OPWH181C* | IPWH181C | 11 | 21 | 9.5 | No | N/A | 3 | 600 | 800 | 150 | 350 | 2025-01-01
216772349 | Mirage | OPWH241C* | IPWH241C | 11 | 21 | 9.5 | No | N/A | 3 | 600 | 800 | 150 | 350 | 2025-01-01
216772350 | Mirage | OPWH361C* | IPWH361C | 9 | 19 | 9 | No | N/A | 3 | 600 | 800 | 150 | 350 | 2025-01-01
216772351 | Mirage | OMZH090C* | IMZH090C | 13 | 24 | 10 | Yes | Both | 4 | 700 | 900 | 150 | 350 | 2025-01-01
216772352 | Mirage | OMZH120C* | IMZH120C | 13 | 23 | 10 | Yes | Both | 4 | 700 | 900 | 150 | 350 | 2025-01-01
216772353 | Mirage | OMZH121C* | IMZH121C | 13 | 24 | 10 | Yes | Both | 4 | 700 | 900 | 150 | 350 | 2025-01-01
216772354 | Mirage | OMZH181C* | IMZH181C | 12.5 | 23 | 9.5 | Yes | Both | 3 | 600 | 800 | 150 | 350 | 2025-01-01
216772355 | Mirage | OMZH241C* | IMZH241C | 12 | 23 | 9.5 | Yes | Both | 3 | 600 | 800 | 150 | 350 | 2025-01-01
207862048 | MIRAGE | OVADH361A | IVADH361A | 10.1 | 16.9 | 8.2 | No | N/A | 1 | 400 | 600 | 100 | 300 | 2025-01-01
207862049 | MIRAGE | OVADH481A | IVADH481A | 8.8 | 15.8 | 9.4 | No | N/A | 2 | 500 | 700 | 100 | 300 | 2025-01-01
203362390 | MIRAGE | OVXH181B | IVXH181B | 11 | 18.7 | 8.1 | No | N/A | 1 | 400 | 600 | 100 | 300 | 2025-01-01
202703129 | MIRAGE | OVXH090B | OVXH090B | 11.5 | 18.9 | 8.1 | No | N/A | 1 | 400 | 600 | 100 | 300 | 2025-01-01
202703130 | MIRAGE | OVXH120B | OVXH120B | 10.5 | 19 | 8.3 | No | N/A | 1 | 400 | 600 | 100 | 300 | 2025-01-01
202839657 | MIRAGE | OVXH090B | IVXH090B | 10.5 | 19 | 8.3 | No | N/A | 1 | 400 | 600 | 100 | 300 | 2025-01-01
202839658 | MIRAGE | OVXH120B | IVXH120B | 11.5 | 18.9 | 8.1 | No | N/A | 1 | 400 | 600 | 100 | 300 | 2025-01-01
202839661 | MIRAGE | OVEH121A | IVEH121A | 13 | 21.3 | 8.4 | No | N/A | 1 | 400 | 600 | 100 | 300 | 2025-01-01
202839663 | MIRAGE | OVEH181A | IVEH181A | 13 | 19.9 | 8.1 | No | N/A | 1 | 400 | 600 | 100 | 300 | 2025-01-01
10227710 | MIRAGE | OVEH121A | IVEH121A | 13 | 21.3 | 8.4 | No | N/A | 1 | 400 | 600 | 100 | 300 | 2025-01-01
10227715 | MIRAGE | OVEH181A | IVEH181A | 13 | 19.9 | 8.1 | No | N/A | 1 | 400 | 600 | 100 | 300 | 2025-01-01
10091691 | MIRAGE | OAEH121A | IAEH121A | 12 | 21.5 | 8.5 | No | N/A | 2 | 500 | 700 | 100 | 300 | 2025-01-01
10091692 | MIRAGE | OAEH181A | IAEH181A | 12.5 | 20 | 8.5 | No | N/A | 2 | 500 | 700 | 100 | 300 | 2025-01-01
10091693 | MIRAGE | OAEH241A | IAEH241A | 12.5 | 20 | 8.5 | No | N/A | 2 | 500 | 700 | 100 | 300 | 2025-01-01
216453287 | Mirage | OPWH241C | OPWH241C | 11 | 21 | 9.5 | No | N/A | 3 | 600 | 800 | 150 | 350 | 2025-01-01
216453288 | Mirage | OPWH361C | OPWH361C | 9 | 19 | 9 | No | N/A | 3 | 600 | 800 | 150 | 350 | 2025-01-01
216453289 | Mirage | OMZH090C | OMZH090C | 13 | 24 | 10 | No | N/A | 4 | 700 | 900 | 150 | 350 | 2025-01-01
216453290 | Mirage | OMZH120C | OMZH120C | 13 | 23 | 10 | No | N/A | 4 | 700 | 900 | 150 | 350 | 2025-01-01
216453291 | Mirage | OMZH121C | OMZH121C | 13 | 24 | 10 | No | N/A | 4 | 700 | 900 | 150 | 350 | 2025-01-01
216453292 | Mirage | OMZH181C | OMZH181C | 12.5 | 23 | 9.5 | No | N/A | 3 | 600 | 800 | 150 | 350 | 2025-01-01
216453293 | Mirage | OMZH241C | OMZH241C | 12 | 23 | 9.5 | No | N/A | 3 | 600 | 800 | 150 | 350 | 2025-01-01
216453283 | Mirage | OPWH090C | OPWH090C | 11.7 | 19 | 9.5 | No | N/A | 3 | 600 | 800 | 150 | 350 | 2025-01-01
216453284 | Mirage | OPWH120C | OPWH120C | 10.5 | 20.5 | 9.5 | No | N/A | 3 | 600 | 800 | 150 | 350 | 2025-01-01
216453285 | Mirage | OPWH121C | OPWH121C | 11.2 | 23 | 9.5 | No | N/A | 3 | 600 | 800 | 150 | 350 | 2025-01-01
216453286 | Mirage | OPWH181C | OPWH181C | 11 | 21 | 9.5 | No | N/A | 3 | 600 | 800 | 150 | 350 | 2025-01-01
211096903 | Mirage | OVKH120B | IVKH120B | 10 | 19 | 8.5 | No | N/A | 2 | 500 | 700 | 100 | 300 | 2025-01-01
211096904 | Mirage | OVKH121B | IVKH121B | 10 | 19 | 8.5 | No | N/A | 2 | 500 | 700 | 100 | 300 | 2025-01-01
211096905 | Mirage | OVKH181B | IVKH181B | 9.4 | 19 | 8.5 | No | N/A | 2 | 500 | 700 | 100 | 300 | 2025-01-01
211096902 | Mirage | OVKH090B | IVKH090B | 10 | 19 | 8.5 | No | N/A | 2 | 500 | 700 | 100 | 300 | 2025-01-01
211096906 | Mirage | OVKH241B | IVKH241B | 10 | 19 | 8.5 | No | N/A | 2 | 500 | 700 | 100 | 300 | 2025-01-01
211096907 | Mirage | OVKH361B | IVKH361B | 9 | 19 | 8.5 | No | N/A | 2 | 500 | 700 | 100 | 300 | 2025-01-01
207252573 | MITS AIR | MOX330U-18HFN1-MR0 | MVC-18HWFN1-M | 10.9 | 17 | 8.8 | No | N/A | 2 | 500 | 700 | 100 | 300 | 2025-01-01
207252574 | MITS AIR | MOX430U-24HFN1-MR0 | MVC-24HWFN1-M | 10.5 | 17 | 9.2 | No | N/A | 3 | 600 | 800 | 150 | 350 | 2025-01-01
207252575 | MITS AIR | MOD30U-30HFN1-MR0 | MVC-30HWFN1-M | 10.6 | 17.3 | 8.5 | No | N/A | 2 | 500 | 700 | 100 | 300 | 2025-01-01
207252576 | MITS AIR | MOD30U-36HFN1-MR0 | MVC-36HWFN1-M | 10.1 | 16.9 | 8.2 | No | N/A | 1 | 400 | 600 | 100 | 300 | 2025-01-01
207252577 | MITS AIR | MOE30U-48HFN1-MR0 | MVC-48HWFN1-M | 8.8 | 15.8 | 9.4 | No | N/A | 2 | 500 | 700 | 100 | 300 | 2025-01-01
210540182 | Mitsubishi Electric | MXZ-SM36NAM2 |  | 12 | 18.5 | 10 | Yes | Both | 4 | 700 | 900 | 150 | 350 | 2025-01-01
212925453 | Mitsubishi Electric | MXZ-2C20NA4-** |  | 10 | 16 | 9.1 | No | N/A | 3 | 600 | 800 | 150 | 350 | 2025-01-01
211016450 | Mitsubishi Electric | MXZ-SM36NAMHZ2 |  | 12 | 18.5 | 11 | Yes | Both | 4 | 700 | 900 | 150 | 350 | 2025-01-01
211016453 | Mitsubishi Electric | MXZ-SM42NAMHZ2 |  | 10.6 | 18 | 10 | Yes | Yes | 4 | 700 | 900 | 150 | 350 | 2025-01-01
211016456 | Mitsubishi Electric | MXZ-SM48NAM2 |  | 10.5 | 16 | 8.9 | Yes | Yes | 2 | 500 | 700 | 100 | 300 | 2025-01-01
211016459 | Mitsubishi Electric | MXZ-SM48NAMHZ2 |  | 10.5 | 16 | 9.5 | Yes | Yes | 3 | 600 | 800 | 150 | 350 | 2025-01-01
211016462 | Mitsubishi Electric | MXZ-SM60NAM2 |  | 10.6 | 17 | 9 | Yes | Yes | 3 | 600 | 800 | 150 | 350 | 2025-01-01
211016647 | Mitsubishi Electric | PUMY-P36NKMU4 |  | 12 | 18.5 | 10 | No | N/A | 4 | 700 | 900 | 150 | 350 | 2025-01-01
211016649 | Mitsubishi Electric | PUMY-HP36NKMU2 |  | 12 | 18.5 | 11 | No | N/A | 4 | 700 | 900 | 150 | 350 | 2025-01-01
211016651 | Mitsubishi Electric | PUMY-HP42NKMU2 |  | 10.6 | 18 | 10 | No | N/A | 4 | 700 | 900 | 150 | 350 | 2025-01-01
211016657 | Mitsubishi Electric | PUMY-P60NKMU4 |  | 10.6 | 17 | 9 | No | N/A | 3 | 600 | 800 | 150 | 350 | 2025-01-01
213248826 | Mitsubishi Electric | MXZ-SM36NAM*** |  | 11.3 | 15.6 | 8.6 | No | N/A | 2 | 500 | 700 | 100 | 300 | 2025-01-01
213248829 | Mitsubishi Electric | MXZ-SM36NAMHZ*** |  | 11.3 | 15.6 | 9.9 | No | N/A | 2 | 500 | 700 | 100 | 300 | 2025-01-01
213248832 | Mitsubishi Electric | MXZ-SM42NAMHZ*** |  | 10.6 | 16.2 | 9.1 | No | N/A | 3 | 600 | 800 | 150 | 350 | 2025-01-01
213248843 | Mitsubishi Electric | MXZ-SM60NAM*** |  | 10.4 | 15.5 | 8.6 | No | N/A | 2 | 500 | 700 | 100 | 300 | 2025-01-01
213248938 | Mitsubishi Electric | MXZ-SM36NAM2*** |  | 11.3 | 15.6 | 8.6 | Yes | Both | 2 | 500 | 700 | 100 | 300 | 2025-01-01
213248939 | Mitsubishi Electric | MXZ-SM36NAMHZ2*** |  | 11.3 | 15.6 | 9.9 | Yes | Both | 2 | 500 | 700 | 100 | 300 | 2025-01-01
213248940 | Mitsubishi Electric | MXZ-SM42NAMHZ2*** |  | 10.6 | 16.2 | 9.1 | Yes | Yes | 3 | 600 | 800 | 150 | 350 | 2025-01-01
213248941 | Mitsubishi Electric | MXZ-SM60NAM2*** |  | 10.4 | 15.5 | 8.6 | Yes | Yes | 2 | 500 | 700 | 100 | 300 | 2025-01-01
213248969 | Mitsubishi Electric | PUMY-HP36NKMU2*** |  | 11.3 | 15.6 | 9.9 | No | N/A | 2 | 500 | 700 | 100 | 300 | 2025-01-01
213248970 | Mitsubishi Electric | PUMY-HP42NKMU2*** |  | 10.6 | 16.2 | 9.1 | No | N/A | 3 | 600 | 800 | 150 | 350 | 2025-01-01
213248973 | Mitsubishi Electric | PUMY-P36NKMU3*** |  | 11.3 | 15.6 | 8.6 | No | N/A | 2 | 500 | 700 | 100 | 300 | 2025-01-01
213248974 | Mitsubishi Electric | PUMY-P36NKMU4*** |  | 11.3 | 15.6 | 8.6 | No | N/A | 2 | 500 | 700 | 100 | 300 | 2025-01-01
213248977 | Mitsubishi Electric | PUMY-P60NKMU3*** |  | 10.4 | 15.5 | 8.6 | No | N/A | 2 | 500 | 700 | 100 | 300 | 2025-01-01
213248978 | Mitsubishi Electric | PUMY-P60NKMU4*** |  | 10.4 | 15.5 | 8.6 | No | N/A | 2 | 500 | 700 | 100 | 300 | 2025-01-01
215712169 | Mitsubishi Electric | MXZ-SM60NL*** |  | 9.4 | 16.4 | 9.5 | Yes | Yes | 3 | 600 | 800 | 150 | 350 | 2025-01-01
215712159 | Mitsubishi Electric | MXZ-SM36NL*** |  | 10 | 18.2 | 10 | Yes | Yes | 4 | 700 | 900 | 150 | 350 | 2025-01-01
215712161 | Mitsubishi Electric | MXZ-SM36NLHZ*** |  | 10.9 | 17.7 | 10.5 | Yes | Yes | 4 | 700 | 900 | 150 | 350 | 2025-01-01
215712163 | Mitsubishi Electric | MXZ-SM42NLHZ*** |  | 10.4 | 17.5 | 10 | Yes | Yes | 4 | 700 | 900 | 150 | 350 | 2025-01-01
215712165 | Mitsubishi Electric | MXZ-SM48NL*** |  | 8.4 | 17 | 9.5 | Yes | Yes | 3 | 600 | 800 | 150 | 350 | 2025-01-01
215712167 | Mitsubishi Electric | MXZ-SM48NLHZ*** |  | 10 | 18 | 10 | Yes | Yes | 4 | 700 | 900 | 150 | 350 | 2025-01-01
212925454 | Mitsubishi Electric | MXZ-4C36NA4-** |  | 8.7 | 16 | 8.5 | No | N/A | 2 | 500 | 700 | 100 | 300 | 2025-01-01
212925460 | Mitsubishi Electric | MXZ-3C24NA4-** |  | 11.2 | 16 | 8.6 | Yes | Both | 2 | 500 | 700 | 100 | 300 | 2025-01-01
212925461 | Mitsubishi Electric | MXZ-3C30NA3**** |  | 9.65 | 15.4 | 8.8 | No | N/A | 2 | 500 | 700 | 100 | 300 | 2025-01-01
212925462 | Mitsubishi Electric | MXZ-3C30NA4-** |  | 9.6 | 16.2 | 8.8 | No | N/A | 2 | 500 | 700 | 100 | 300 | 2025-01-01
212925475 | Mitsubishi Electric | MXZ-3C30NAHZ4-** |  | 10.3 | 16 | 8.5 | Yes | Yes | 2 | 500 | 700 | 100 | 300 | 2025-01-01
212925486 | Mitsubishi Electric | MXZ-5C42NA4-** |  | 9 | 15.2 | 8.3 | No | N/A | 1 | 400 | 600 | 100 | 300 | 2025-01-01
211016653 | Mitsubishi Electric | PUMY-P48NKMU4 |  | 10.5 | 16 | 8.9 | No | N/A | 2 | 500 | 700 | 100 | 300 | 2025-01-01
211016655 | Mitsubishi Electric | PUMY-HP48NKMU2 |  | 10.5 | 16 | 9.5 | No | N/A | 3 | 600 | 800 | 150 | 350 | 2025-01-01
207517151 | Mitsubishi Electric | MXZ-SM36NAM |  | 12 | 18.5 | 10 | Yes | No | 4 | 700 | 900 | 150 | 350 | 2025-01-01
207517153 | Mitsubishi Electric | MXZ-SM36NAMHZ |  | 12 | 18.5 | 11 | Yes | No | 4 | 700 | 900 | 150 | 350 | 2025-01-01
207517155 | Mitsubishi Electric | MXZ-SM42NAMHZ |  | 10.6 | 18 | 10 | No | N/A | 4 | 700 | 900 | 150 | 350 | 2025-01-01
207517157 | Mitsubishi Electric | MXZ-SM48NAM |  | 10.5 | 16 | 8.9 | No | N/A | 2 | 500 | 700 | 100 | 300 | 2025-01-01
207517159 | Mitsubishi Electric | MXZ-SM48NAMHZ |  | 10.5 | 16 | 9.5 | No | N/A | 3 | 600 | 800 | 150 | 350 | 2025-01-01
207517161 | Mitsubishi Electric | MXZ-SM60NAM |  | 10.6 | 17 | 9 | No | N/A | 3 | 600 | 800 | 150 | 350 | 2025-01-01
209310454 | Mitsubishi Electric | MXZ-3C24NA4*** |  | 11.2 | 16 | 8.6 | No | N/A | 2 | 500 | 700 | 100 | 300 | 2025-01-01
209310456 | Mitsubishi Electric | MXZ-3C30NA4*** |  | 9.6 | 16.2 | 8.8 | No | N/A | 2 | 500 | 700 | 100 | 300 | 2025-01-01
209319653 | Mitsubishi Electric | MXZ-4C36NA4*** |  | 8.7 | 16 | 9.5 | No | N/A | 3 | 600 | 800 | 150 | 350 | 2025-01-01
209424899 | Mitsubishi Electric | MXZ-5C42NA4*** |  | 9 | 15.2 | 9 | No | N/A | 2 | 500 | 700 | 100 | 300 | 2025-01-01
209424903 | Mitsubishi Electric | MXZ-3C24NAHZ4*** |  | 10 | 15.5 | 8.5 | No | N/A | 2 | 500 | 700 | 100 | 300 | 2025-01-01
209424904 | Mitsubishi Electric | MXZ-3C30NAHZ4*** |  | 10.3 | 16 | 8.5 | No | N/A | 2 | 500 | 700 | 100 | 300 | 2025-01-01
209424901 | Mitsubishi Electric | MXZ-2C20NAHZ4*** |  | 11 | 16 | 8.7 | No | N/A | 2 | 500 | 700 | 100 | 300 | 2025-01-01
209836182 | Mitsubishi Electric | MXZ-3C24NA3*** |  | 11.2 | 16 | 8.6 | No | N/A | 2 | 500 | 700 | 100 | 300 | 2025-01-01
209836183 | Mitsubishi Electric | MXZ-3C30NA3*** |  | 9.6 | 16.2 | 8.8 | No | N/A | 2 | 500 | 700 | 100 | 300 | 2025-01-01
209836184 | Mitsubishi Electric | MXZ-4C36NA3*** |  | 8.7 | 16 | 9.5 | No | N/A | 3 | 600 | 800 | 150 | 350 | 2025-01-01
209424921 | Mitsubishi Electric | MXZ-2C20NA4*** |  | 10 | 16 | 9.1 | No | N/A | 3 | 600 | 800 | 150 | 350 | 2025-01-01
216505922 | Mitsubishi Electric | MXZ-2D20NL*** |  | 10 | 16 | 9.1 | No | N/A | 3 | 600 | 800 | 150 | 350 | 2025-01-01
216505926 | Mitsubishi Electric | MXZ-3D24NL*** |  | 11.7 | 16 | 8.6 | Yes | Both | 2 | 500 | 700 | 100 | 300 | 2025-01-01
216505927 | Mitsubishi Electric | MXZ-4D30NL*** |  | 9.6 | 16.1 | 8.8 | Yes | Yes | 2 | 500 | 700 | 100 | 300 | 2025-01-01
216505935 | Mitsubishi Electric | MXZ-5D36NL*** |  | 8.8 | 16.2 | 8.3 | No | N/A | 1 | 400 | 600 | 100 | 300 | 2025-01-01
216797294 | Mitsubishi Electric | PUMY-L60NKMU*** |  | 9.4 | 16.4 | 9.5 | Yes | Yes | 3 | 600 | 800 | 150 | 350 | 2025-01-01
216797279 | Mitsubishi Electric | PUMY-L36NKMU*** |  | 10 | 18.2 | 10 | Yes | Yes | 4 | 700 | 900 | 150 | 350 | 2025-01-01
216797282 | Mitsubishi Electric | PUMY-HL36NKMU*** |  | 10.9 | 17.7 | 10.5 | Yes | Yes | 4 | 700 | 900 | 150 | 350 | 2025-01-01
216797285 | Mitsubishi Electric | PUMY-HL42NKMU*** |  | 10.4 | 17.5 | 10 | Yes | Yes | 4 | 700 | 900 | 150 | 350 | 2025-01-01
216797288 | Mitsubishi Electric | PUMY-L48NKMU*** |  | 8.4 | 17 | 9.5 | No | N/A | 3 | 600 | 800 | 150 | 350 | 2025-01-01
216797291 | Mitsubishi Electric | PUMY-HL48NKMU*** |  | 10 | 18 | 10 | Yes | Yes | 4 | 700 | 900 | 150 | 350 | 2025-01-01
217135876 | Mitsubishi Electric | MXZ-SM36NL-** |  | 11 | 19.5 | 10 | Yes | Both | 4 | 700 | 900 | 150 | 350 | 2025-01-01
217135877 | Mitsubishi Electric | MXZ-SM36NLHZ-** |  | 12 | 17 | 11 | Yes | Both | 4 | 700 | 900 | 150 | 350 | 2025-01-01
217135878 | Mitsubishi Electric | MXZ-SM42NLHZ-** |  | 11 | 17 | 11 | Yes | Both | 4 | 700 | 900 | 150 | 350 | 2025-01-01
217135879 | Mitsubishi Electric | MXZ-SM48NL-** |  | 9.8 | 19 | 10 | Yes | Yes | 4 | 700 | 900 | 150 | 350 | 2025-01-01
217135880 | Mitsubishi Electric | MXZ-SM48NLHZ-** |  | 11 | 18 | 10.5 | Yes | Both | 4 | 700 | 900 | 150 | 350 | 2025-01-01
217135881 | Mitsubishi Electric | MXZ-SM60NL-** |  | 10.2 | 17 | 9.5 | Yes | Yes | 3 | 600 | 800 | 150 | 350 | 2025-01-01
217177363 | Mitsubishi Electric | MXZ-SM36NL-** |  | 14.1 | 23 | 11 | No | N/A | 4 | 700 | 900 | 150 | 350 | 2025-01-01
217177364 | Mitsubishi Electric | MXZ-SM36NLHZ-** |  | 14.5 | 23 | 12 | Yes | Both | 4 | 700 | 900 | 150 | 350 | 2025-01-01
217177365 | Mitsubishi Electric | MXZ-SM42NLHZ-** |  | 13.4 | 21.5 | 11.1 | No | N/A | 4 | 700 | 900 | 150 | 350 | 2025-01-01
217177366 | Mitsubishi Electric | MXZ-SM48NL-** |  | 12 | 23 | 10.4 | Yes | Both | 4 | 700 | 900 | 150 | 350 | 2025-01-01
217177367 | Mitsubishi Electric | MXZ-SM48NLHZ-** |  | 13.1 | 23 | 11.5 | No | N/A | 4 | 700 | 900 | 150 | 350 | 2025-01-01
217177368 | Mitsubishi Electric | MXZ-SM60NL-** |  | 12 | 20 | 10.5 | Yes | Both | 4 | 700 | 900 | 150 | 350 | 2025-01-01
216797290 | Mitsubishi Electric | PUMY-HL48NKMU*** |  | 13.1 | 23 | 11.5 | Yes | Both | 4 | 700 | 900 | 150 | 350 | 2025-01-01
216797293 | Mitsubishi Electric | PUMY-L60NKMU*** |  | 12 | 20 | 10.5 | Yes | Both | 4 | 700 | 900 | 150 | 350 | 2025-01-01
216797284 | Mitsubishi Electric | PUMY-HL42NKMU*** |  | 13.4 | 21.5 | 11.1 | Yes | Both | 4 | 700 | 900 | 150 | 350 | 2025-01-01
216797287 | Mitsubishi Electric | PUMY-L48NKMU*** |  | 12 | 23 | 10.4 | Yes | Both | 4 | 700 | 900 | 150 | 350 | 2025-01-01
216797278 | Mitsubishi Electric | PUMY-L36NKMU*** |  | 14.1 | 23 | 11 | Yes | Both | 4 | 700 | 900 | 150 | 350 | 2025-01-01
216797281 | Mitsubishi Electric | PUMY-HL36NKMU*** |  | 14.5 | 23 | 12 | Yes | Both | 4 | 700 | 900 | 150 | 350 | 2025-01-01
216505924 | Mitsubishi Electric | MXZ-3D24NL*** |  | 13.7 | 20 | 10 | Yes | Both | 4 | 700 | 900 | 150 | 350 | 2025-01-01
216505925 | Mitsubishi Electric | MXZ-2D20NLHZ*** |  | 13.5 | 19.3 | 10 | Yes | Both | 4 | 700 | 900 | 150 | 350 | 2025-01-01
216505932 | Mitsubishi Electric | MXZ-5D42NL*** |  | 9.3 | 19.3 | 9.1 | No | N/A | 3 | 600 | 800 | 150 | 350 | 2025-01-01
216505933 | Mitsubishi Electric | MXZ-3D24NLHZ*** |  | 13 | 20 | 10 | Yes | Both | 4 | 700 | 900 | 150 | 350 | 2025-01-01
216505934 | Mitsubishi Electric | MXZ-3D30NLHZ*** |  | 11.5 | 20 | 10 | Yes | Both | 4 | 700 | 900 | 150 | 350 | 2025-01-01
216498925 | Mitsubishi Electric | MXZ-2D20NL*** |  | 13 | 20 | 10 | Yes | No | 4 | 700 | 900 | 150 | 350 | 2025-01-01
216498926 | Mitsubishi Electric | MXZ-4D30NL*** |  | 13 | 21 | 10 | Yes | No | 4 | 700 | 900 | 150 | 350 | 2025-01-01
216498927 | Mitsubishi Electric | MXZ-5D36NL*** |  | 12 | 19.2 | 9.3 | Yes | No | 3 | 600 | 800 | 150 | 350 | 2025-01-01
209424922 | Mitsubishi Electric | MXZ-5C42NA4*** |  | 9.2 | 19.7 | 9.2 | No | N/A | 3 | 600 | 800 | 150 | 350 | 2025-01-01
209836186 | Mitsubishi Electric | MXZ-2C20NAHZ3*** |  | 13.5 | 16.5 | 9.2 | Yes | Both | 3 | 600 | 800 | 150 | 350 | 2025-01-01
209836197 | Mitsubishi Electric | MXZ-2C20NA3*** |  | 12.7 | 20 | 9.3 | Yes | No | 3 | 600 | 800 | 150 | 350 | 2025-01-01
209836198 | Mitsubishi Electric | MXZ-3C24NA3*** |  | 13.6 | 20 | 9.5 | Yes | No | 3 | 600 | 800 | 150 | 350 | 2025-01-01
209836199 | Mitsubishi Electric | MXZ-3C30NA3*** |  | 10.6 | 19 | 9.3 | No | N/A | 3 | 600 | 800 | 150 | 350 | 2025-01-01
209836200 | Mitsubishi Electric | MXZ-4C36NA3*** |  | 9.4 | 19.2 | 9.8 | No | N/A | 3 | 600 | 800 | 150 | 350 | 2025-01-01
209836201 | Mitsubishi Electric | MXZ-5C42NA3*** |  | 9.2 | 19.7 | 9.2 | No | N/A | 3 | 600 | 800 | 150 | 350 | 2025-01-01
209836203 | Mitsubishi Electric | MXZ-3C24NAHZ3*** |  | 13.5 | 19 | 9 | Yes | Both | 3 | 600 | 800 | 150 | 350 | 2025-01-01
209836204 | Mitsubishi Electric | MXZ-3C30NAHZ3*** |  | 12.5 | 18 | 9.7 | Yes | Both | 3 | 600 | 800 | 150 | 350 | 2025-01-01
209424920 | Mitsubishi Electric | MXZ-2C20NA4*** |  | 12.7 | 20 | 9.91 | Yes | No | 3 | 600 | 800 | 150 | 350 | 2025-01-01
209424902 | Mitsubishi Electric | MXZ-3C24NAHZ4*** |  | 13.5 | 19 | 10 | Yes | No | 4 | 700 | 900 | 150 | 350 | 2025-01-01
209424905 | Mitsubishi Electric | MXZ-3C30NAHZ4*** |  | 12.5 | 18 | 10 | Yes | No | 4 | 700 | 900 | 150 | 350 | 2025-01-01
209424900 | Mitsubishi Electric | MXZ-2C20NAHZ4*** |  | 13.5 | 17 | 10 | Yes | No | 4 | 700 | 900 | 150 | 350 | 2025-01-01
209310457 | Mitsubishi Electric | MXZ-4C36NA4*** |  | 9.4 | 19.2 | 9.8 | No | N/A | 3 | 600 | 800 | 150 | 350 | 2025-01-01
209310455 | Mitsubishi Electric | MXZ-3C30NA4*** |  | 10.6 | 19 | 10 | No | N/A | 4 | 700 | 900 | 150 | 350 | 2025-01-01
209310453 | Mitsubishi Electric | MXZ-3C24NA4*** |  | 13.6 | 20 | 10 | Yes | No | 4 | 700 | 900 | 150 | 350 | 2025-01-01
207517150 | Mitsubishi Electric | MXZ-SM36NAM |  | 15 | 23 | 11 | Yes | No | 4 | 700 | 900 | 150 | 350 | 2025-01-01
207517160 | Mitsubishi Electric | MXZ-SM60NAM |  | 13.3 | 20 | 10.5 | Yes | No | 4 | 700 | 900 | 150 | 350 | 2025-01-01
207517158 | Mitsubishi Electric | MXZ-SM48NAMHZ |  | 13.1 | 23 | 11.5 | Yes | No | 4 | 700 | 900 | 150 | 350 | 2025-01-01
207517156 | Mitsubishi Electric | MXZ-SM48NAM |  | 13.1 | 23 | 10.4 | Yes | No | 4 | 700 | 900 | 150 | 350 | 2025-01-01
207517154 | Mitsubishi Electric | MXZ-SM42NAMHZ |  | 13.4 | 21.5 | 11.1 | Yes | No | 4 | 700 | 900 | 150 | 350 | 2025-01-01
207517152 | Mitsubishi Electric | MXZ-SM36NAMHZ |  | 15 | 23 | 12 | Yes | No | 4 | 700 | 900 | 150 | 350 | 2025-01-01
212925867 | Mitsubishi Electric | MXZ-2C20NAHZ4-** |  | 13.5 | 17 | 10 | Yes | Both | 4 | 700 | 900 | 150 | 350 | 2025-01-01
212925868 | Mitsubishi Electric | MXZ-3C30NAHZ4-** |  | 12.5 | 18 | 10 | Yes | Both | 4 | 700 | 900 | 150 | 350 | 2025-01-01
212925880 | Mitsubishi Electric | MXZ-3C24NA4-** |  | 13.6 | 20 | 10 | Yes | Both | 4 | 700 | 900 | 150 | 350 | 2025-01-01
212927578 | Mitsubishi Electric | MXZ-2C20NA4-** |  | 12.7 | 20 | 9.7 | Yes | No | 3 | 600 | 800 | 150 | 350 | 2025-01-01
212925537 | Mitsubishi Electric | MXZ-3C24NAHZ4-** |  | 13.5 | 19 | 10 | Yes | Both | 4 | 700 | 900 | 150 | 350 | 2025-01-01
212925534 | Mitsubishi Electric | MXZ-3C24NA3**** |  | 13.6 | 20 | 9.5 | Yes | Both | 3 | 600 | 800 | 150 | 350 | 2025-01-01
212925521 | Mitsubishi Electric | MXZ-3C30NA3**** |  | 10.6 | 19 | 9.3 | No | N/A | 3 | 600 | 800 | 150 | 350 | 2025-01-01
212925522 | Mitsubishi Electric | MXZ-3C30NA4-** |  | 10.6 | 19 | 10 | No | N/A | 4 | 700 | 900 | 150 | 350 | 2025-01-01
212925463 | Mitsubishi Electric | MXZ-4C36NA3**** |  | 9.4 | 19.2 | 9.8 | No | N/A | 3 | 600 | 800 | 150 | 350 | 2025-01-01
212925464 | Mitsubishi Electric | MXZ-4C36NA4-** |  | 9.4 | 19.2 | 9.8 | No | N/A | 3 | 600 | 800 | 150 | 350 | 2025-01-01
212925465 | Mitsubishi Electric | MXZ-5C42NA4-** |  | 9.2 | 19.7 | 9.2 | No | N/A | 3 | 600 | 800 | 150 | 350 | 2025-01-01
215685465 | Mitsubishi Electric | MXZ-SM42NLHZ*** |  | 13.4 | 21.5 | 11.1 | Yes | Both | 4 | 700 | 900 | 150 | 350 | 2025-01-01
215685466 | Mitsubishi Electric | MXZ-SM48NL*** |  | 12 | 23 | 10.4 | Yes | Both | 4 | 700 | 900 | 150 | 350 | 2025-01-01
215685467 | Mitsubishi Electric | MXZ-SM48NLHZ*** |  | 13.1 | 23 | 11.5 | Yes | Both | 4 | 700 | 900 | 150 | 350 | 2025-01-01
215685468 | Mitsubishi Electric | MXZ-SM60NL*** |  | 12 | 20 | 10.5 | Yes | Both | 4 | 700 | 900 | 150 | 350 | 2025-01-01
215685463 | Mitsubishi Electric | MXZ-SM36NL*** |  | 14.1 | 23 | 11 | Yes | Both | 4 | 700 | 900 | 150 | 350 | 2025-01-01
215685464 | Mitsubishi Electric | MXZ-SM36NLHZ*** |  | 14.5 | 23 | 12 | Yes | Both | 4 | 700 | 900 | 150 | 350 | 2025-01-01
213248840 | Mitsubishi Electric | MXZ-SM48NAMHZ*** |  | 13.1 | 23 | 11.5 | Yes | Both | 4 | 700 | 900 | 150 | 350 | 2025-01-01
213248985 | Mitsubishi Electric | PUMY-P36NKMU3*** |  | 15 | 23 | 11 | No | N/A | 4 | 700 | 900 | 150 | 350 | 2025-01-01
213248986 | Mitsubishi Electric | PUMY-P48NKMU3*** |  | 13.1 | 23 | 10.4 | No | N/A | 4 | 700 | 900 | 150 | 350 | 2025-01-01
213248987 | Mitsubishi Electric | PUMY-P60NKMU3*** |  | 13.3 | 20 | 10.5 | No | N/A | 4 | 700 | 900 | 150 | 350 | 2025-01-01
213248962 | Mitsubishi Electric | PUMY-HP36NKMU2*** |  | 15 | 23 | 12 | No | N/A | 4 | 700 | 900 | 150 | 350 | 2025-01-01
213248963 | Mitsubishi Electric | PUMY-HP42NKMU2*** |  | 13.4 | 21.5 | 11.1 | No | N/A | 4 | 700 | 900 | 150 | 350 | 2025-01-01
213248964 | Mitsubishi Electric | PUMY-HP48NKMU2*** |  | 13.1 | 23 | 11.5 | No | N/A | 4 | 700 | 900 | 150 | 350 | 2025-01-01
213248965 | Mitsubishi Electric | PUMY-P36NKMU4*** |  | 15 | 23 | 11 | No | N/A | 4 | 700 | 900 | 150 | 350 | 2025-01-01
213248966 | Mitsubishi Electric | PUMY-P48NKMU4*** |  | 13.1 | 23 | 10.4 | No | N/A | 4 | 700 | 900 | 150 | 350 | 2025-01-01
213248967 | Mitsubishi Electric | PUMY-P60NKMU4*** |  | 13.3 | 20 | 10.5 | No | N/A | 4 | 700 | 900 | 150 | 350 | 2025-01-01
213248844 | Mitsubishi Electric | MXZ-SM60NAM*** |  | 13.3 | 20 | 10.5 | Yes | Both | 4 | 700 | 900 | 150 | 350 | 2025-01-01
213248845 | Mitsubishi Electric | MXZ-SM60NAM2*** |  | 13.3 | 20 | 10.5 | Yes | Both | 4 | 700 | 900 | 150 | 350 | 2025-01-01
213248842 | Mitsubishi Electric | MXZ-SM48NAMHZ2*** |  | 13.1 | 23 | 11.5 | Yes | Both | 4 | 700 | 900 | 150 | 350 | 2025-01-01
213248838 | Mitsubishi Electric | MXZ-SM48NAM2*** |  | 13.1 | 23 | 10.4 | Yes | Both | 4 | 700 | 900 | 150 | 350 | 2025-01-01
213248836 | Mitsubishi Electric | MXZ-SM48NAM*** |  | 13.1 | 23 | 10.4 | Yes | No | 4 | 700 | 900 | 150 | 350 | 2025-01-01
213248833 | Mitsubishi Electric | MXZ-SM42NAMHZ*** |  | 13.4 | 21.5 | 11.1 | Yes | Both | 4 | 700 | 900 | 150 | 350 | 2025-01-01
213248834 | Mitsubishi Electric | MXZ-SM42NAMHZ2*** |  | 13.4 | 21.5 | 11.1 | Yes | Both | 4 | 700 | 900 | 150 | 350 | 2025-01-01
213248830 | Mitsubishi Electric | MXZ-SM36NAMHZ*** |  | 15 | 23 | 12 | Yes | Both | 4 | 700 | 900 | 150 | 350 | 2025-01-01
213248831 | Mitsubishi Electric | MXZ-SM36NAMHZ2*** |  | 15 | 23 | 12 | Yes | Both | 4 | 700 | 900 | 150 | 350 | 2025-01-01
213248827 | Mitsubishi Electric | MXZ-SM36NAM*** |  | 15 | 23 | 11 | Yes | No | 4 | 700 | 900 | 150 | 350 | 2025-01-01
213248828 | Mitsubishi Electric | MXZ-SM36NAM2*** |  | 15 | 23 | 11 | Yes | Both | 4 | 700 | 900 | 150 | 350 | 2025-01-01
211016458 | Mitsubishi Electric | MXZ-SM48NAMHZ2 |  | 13.1 | 23 | 11.5 | No | N/A | 4 | 700 | 900 | 150 | 350 | 2025-01-01
211016461 | Mitsubishi Electric | MXZ-SM60NAM2 |  | 13.3 | 20 | 10.5 | No | N/A | 4 | 700 | 900 | 150 | 350 | 2025-01-01
211016452 | Mitsubishi Electric | MXZ-SM42NAMHZ2 |  | 13.4 | 21.5 | 11.1 | No | N/A | 4 | 700 | 900 | 150 | 350 | 2025-01-01
211016455 | Mitsubishi Electric | MXZ-SM48NAM2 |  | 13.1 | 23 | 10.4 | No | N/A | 4 | 700 | 900 | 150 | 350 | 2025-01-01
211016449 | Mitsubishi Electric | MXZ-SM36NAMHZ2 |  | 15 | 23 | 12 | No | N/A | 4 | 700 | 900 | 150 | 350 | 2025-01-01
210540181 | Mitsubishi Electric | MXZ-SM36NAM2 |  | 15 | 23 | 11 | No | N/A | 4 | 700 | 900 | 150 | 350 | 2025-01-01
209949000 | Mitsubishi Electric | MXZ-3C24NA3*** |  | 12.4 | 18 | 9.05 | Yes | No | 3 | 600 | 800 | 150 | 350 | 2025-01-01
209949001 | Mitsubishi Electric | MXZ-3C30NA3*** |  | 10.1 | 17.6 | 9.05 | No | N/A | 3 | 600 | 800 | 150 | 350 | 2025-01-01
209949002 | Mitsubishi Electric | MXZ-4C36NA3*** |  | 9.05 | 17.6 | 9.65 | No | N/A | 3 | 600 | 800 | 150 | 350 | 2025-01-01
211016451 | Mitsubishi Electric | MXZ-SM36NAMHZ2 |  | 13.5 | 20.75 | 11.5 | Yes | Both | 4 | 700 | 900 | 150 | 350 | 2025-01-01
211016454 | Mitsubishi Electric | MXZ-SM42NAMHZ2 |  | 12 | 19.75 | 10.55 | Yes | Both | 4 | 700 | 900 | 150 | 350 | 2025-01-01
211016460 | Mitsubishi Electric | MXZ-SM48NAMHZ2 |  | 11.8 | 19.5 | 10.5 | Yes | Both | 4 | 700 | 900 | 150 | 350 | 2025-01-01
211016457 | Mitsubishi Electric | MXZ-SM48NAM2 |  | 11.8 | 19.5 | 9.65 | Yes | Both | 3 | 600 | 800 | 150 | 350 | 2025-01-01
211016463 | Mitsubishi Electric | MXZ-SM60NAM2 |  | 11.95 | 18.5 | 9.75 | Yes | Both | 3 | 600 | 800 | 150 | 350 | 2025-01-01
211016658 | Mitsubishi Electric | PUMY-P36NKMU4 |  | 13.5 | 20.75 | 10.5 | No | N/A | 4 | 700 | 900 | 150 | 350 | 2025-01-01
211016659 | Mitsubishi Electric | PUMY-HP36NKMU2 |  | 13.5 | 20.75 | 11.5 | No | N/A | 4 | 700 | 900 | 150 | 350 | 2025-01-01
211016660 | Mitsubishi Electric | PUMY-HP42NKMU2 |  | 12 | 19.75 | 10.55 | No | N/A | 4 | 700 | 900 | 150 | 350 | 2025-01-01
211016661 | Mitsubishi Electric | PUMY-P48NKMU4 |  | 11.8 | 19.5 | 9.65 | No | N/A | 3 | 600 | 800 | 150 | 350 | 2025-01-01
211016662 | Mitsubishi Electric | PUMY-HP48NKMU2 |  | 11.8 | 19.5 | 10.5 | No | N/A | 4 | 700 | 900 | 150 | 350 | 2025-01-01
213248988 | Mitsubishi Electric | MXZ-SM36NAM*** |  | 13.15 | 19.3 | 9.8 | No | N/A | 3 | 600 | 800 | 150 | 350 | 2025-01-01
213248989 | Mitsubishi Electric | MXZ-SM36NAM2*** |  | 13.15 | 19.3 | 9.8 | Yes | Both | 3 | 600 | 800 | 150 | 350 | 2025-01-01
213248990 | Mitsubishi Electric | MXZ-SM36NAMHZ*** |  | 13.15 | 19.3 | 10.95 | No | N/A | 4 | 700 | 900 | 150 | 350 | 2025-01-01
213248991 | Mitsubishi Electric | MXZ-SM36NAMHZ2*** |  | 13.15 | 19.3 | 10.95 | Yes | Both | 4 | 700 | 900 | 150 | 350 | 2025-01-01
213248992 | Mitsubishi Electric | MXZ-SM42NAMHZ*** |  | 12 | 18.85 | 10.1 | No | N/A | 4 | 700 | 900 | 150 | 350 | 2025-01-01
213248993 | Mitsubishi Electric | MXZ-SM42NAMHZ2*** |  | 12 | 18.85 | 10.1 | Yes | Both | 4 | 700 | 900 | 150 | 350 | 2025-01-01
213248994 | Mitsubishi Electric | MXZ-SM48NAM*** |  | 11.75 | 18.85 | 9.35 | No | N/A | 3 | 600 | 800 | 150 | 350 | 2025-01-01
213248998 | Mitsubishi Electric | MXZ-SM60NAM*** |  | 11.85 | 17.75 | 9.55 | No | N/A | 3 | 600 | 800 | 150 | 350 | 2025-01-01
213248999 | Mitsubishi Electric | MXZ-SM60NAM2*** |  | 11.85 | 17.75 | 9.55 | Yes | Both | 3 | 600 | 800 | 150 | 350 | 2025-01-01
213249053 | Mitsubishi Electric | PUMY-HP36NKMU2*** |  | 13.15 | 19.3 | 10.95 | No | N/A | 4 | 700 | 900 | 150 | 350 | 2025-01-01
213249054 | Mitsubishi Electric | PUMY-HP42NKMU2*** |  | 12 | 18.85 | 10.1 | No | N/A | 4 | 700 | 900 | 150 | 350 | 2025-01-01
213249056 | Mitsubishi Electric | PUMY-HP48NKMU2*** |  | 11.75 | 18.85 | 10.15 | No | N/A | 4 | 700 | 900 | 150 | 350 | 2025-01-01
213249058 | Mitsubishi Electric | PUMY-P36NKMU4*** |  | 13.15 | 19.3 | 9.8 | No | N/A | 3 | 600 | 800 | 150 | 350 | 2025-01-01
213249060 | Mitsubishi Electric | PUMY-P48NKMU4*** |  | 11.75 | 18.85 | 9.35 | No | N/A | 3 | 600 | 800 | 150 | 350 | 2025-01-01
211016480 | Mitsubishi Electric | MXZ-SM36NAM2 |  | 13.5 | 20.75 | 10.5 | Yes | Both | 4 | 700 | 900 | 150 | 350 | 2025-01-01
209847178 | Mitsubishi Electric | MXZ-2C20NA4*** |  | 11.35 | 18 | 10.55 | No | N/A | 4 | 700 | 900 | 150 | 350 | 2025-01-01
213249062 | Mitsubishi Electric | PUMY-P60NKMU4*** |  | 11.85 | 17.75 | 9.55 | No | N/A | 3 | 600 | 800 | 150 | 350 | 2025-01-01
215712170 | Mitsubishi Electric | MXZ-SM60NL*** |  | 10.7 | 18.2 | 10 | Yes | Yes | 4 | 700 | 900 | 150 | 350 | 2025-01-01
215712162 | Mitsubishi Electric | MXZ-SM36NLHZ*** |  | 12.7 | 20.35 | 11.25 | Yes | Both | 4 | 700 | 900 | 150 | 350 | 2025-01-01
215712160 | Mitsubishi Electric | MXZ-SM36NL*** |  | 12.05 | 20.6 | 10.5 | Yes | Both | 4 | 700 | 900 | 150 | 350 | 2025-01-01
215712168 | Mitsubishi Electric | MXZ-SM48NLHZ*** |  | 11.55 | 20.5 | 10.75 | Yes | Yes | 4 | 700 | 900 | 150 | 350 | 2025-01-01
215712166 | Mitsubishi Electric | MXZ-SM48NL*** |  | 10.2 | 20 | 9.95 | Yes | Yes | 3 | 600 | 800 | 150 | 350 | 2025-01-01
215712164 | Mitsubishi Electric | MXZ-SM42NLHZ*** |  | 11.9 | 19.5 | 10.55 | Yes | Yes | 4 | 700 | 900 | 150 | 350 | 2025-01-01
212925476 | Mitsubishi Electric | MXZ-4C36NA3**** |  | 9.05 | 17.05 | 9.15 | No | N/A | 3 | 600 | 800 | 150 | 350 | 2025-01-01
212925477 | Mitsubishi Electric | MXZ-4C36NA4-** |  | 9.05 | 17.6 | 9.15 | No | N/A | 3 | 600 | 800 | 150 | 350 | 2025-01-01
212925487 | Mitsubishi Electric | MXZ-5C42NA4-** |  | 9.1 | 17.45 | 8.75 | No | N/A | 2 | 500 | 700 | 100 | 300 | 2025-01-01
212925523 | Mitsubishi Electric | MXZ-3C30NA3**** |  | 10.13 | 17.2 | 9.05 | No | N/A | 3 | 600 | 800 | 150 | 350 | 2025-01-01
212925524 | Mitsubishi Electric | MXZ-3C30NA4-** |  | 10.1 | 17.6 | 9.4 | No | N/A | 3 | 600 | 800 | 150 | 350 | 2025-01-01
212925535 | Mitsubishi Electric | MXZ-3C24NA3**** |  | 12.15 | 17.5 | 8.7 | Yes | No | 2 | 500 | 700 | 100 | 300 | 2025-01-01
212925538 | Mitsubishi Electric | MXZ-3C24NAHZ4-** |  | 11.75 | 16.7 | 8.95 | Yes | Both | 2 | 500 | 700 | 100 | 300 | 2025-01-01
212927579 | Mitsubishi Electric | MXZ-2C20NA4-** |  | 11.35 | 18 | 9.4 | Yes | No | 3 | 600 | 800 | 150 | 350 | 2025-01-01
212925881 | Mitsubishi Electric | MXZ-2C20NAHZ4-** |  | 12.25 | 15.65 | 8.95 | Yes | Both | 2 | 500 | 700 | 100 | 300 | 2025-01-01
212925882 | Mitsubishi Electric | MXZ-3C30NAHZ4-** |  | 11.4 | 17 | 9.25 | Yes | Both | 3 | 600 | 800 | 150 | 350 | 2025-01-01
212925883 | Mitsubishi Electric | MXZ-3C24NA4-** |  | 12.4 | 18 | 9.3 | Yes | Both | 3 | 600 | 800 | 150 | 350 | 2025-01-01
209847182 | Mitsubishi Electric | MXZ-5C42NA4*** |  | 9.1 | 17.45 | 9.1 | No | N/A | 3 | 600 | 800 | 150 | 350 | 2025-01-01
209847183 | Mitsubishi Electric | MXZ-2C20NAHZ4*** |  | 12.25 | 16.5 | 9.35 | Yes | No | 3 | 600 | 800 | 150 | 350 | 2025-01-01
209847184 | Mitsubishi Electric | MXZ-3C24NAHZ4*** |  | 11.75 | 17.25 | 9.25 | Yes | No | 3 | 600 | 800 | 150 | 350 | 2025-01-01
211016663 | Mitsubishi Electric | PUMY-P60NKMU4 |  | 11.95 | 18.5 | 9.75 | No | N/A | 3 | 600 | 800 | 150 | 350 | 2025-01-01
213248995 | Mitsubishi Electric | MXZ-SM48NAM2*** |  | 11.75 | 18.85 | 9.35 | Yes | Both | 3 | 600 | 800 | 150 | 350 | 2025-01-01
213248996 | Mitsubishi Electric | MXZ-SM48NAMHZ*** |  | 11.75 | 18.85 | 10.15 | No | N/A | 4 | 700 | 900 | 150 | 350 | 2025-01-01
213248997 | Mitsubishi Electric | MXZ-SM48NAMHZ2*** |  | 11.75 | 18.85 | 10.15 | Yes | Both | 4 | 700 | 900 | 150 | 350 | 2025-01-01
207525854 | Mitsubishi Electric | MXZ-SM36NAM |  | 13.5 | 20.75 | 10.5 | Yes | No | 4 | 700 | 900 | 150 | 350 | 2025-01-01
207525855 | Mitsubishi Electric | MXZ-SM36NAMHZ |  | 13.5 | 20.75 | 11.5 | Yes | No | 4 | 700 | 900 | 150 | 350 | 2025-01-01
207525856 | Mitsubishi Electric | MXZ-SM42NAMHZ |  | 12 | 19.75 | 10.55 | Yes | No | 4 | 700 | 900 | 150 | 350 | 2025-01-01
207525857 | Mitsubishi Electric | MXZ-SM48NAM |  | 11.8 | 19.5 | 9.65 | Yes | No | 3 | 600 | 800 | 150 | 350 | 2025-01-01
207525858 | Mitsubishi Electric | MXZ-SM48NAMHZ |  | 11.8 | 19.5 | 10.5 | Yes | No | 4 | 700 | 900 | 150 | 350 | 2025-01-01
207525859 | Mitsubishi Electric | MXZ-SM60NAM |  | 11.95 | 18.5 | 9.75 | Yes | No | 3 | 600 | 800 | 150 | 350 | 2025-01-01
209847179 | Mitsubishi Electric | MXZ-3C24NA4*** |  | 12.4 | 18 | 9.3 | Yes | No | 3 | 600 | 800 | 150 | 350 | 2025-01-01
209847180 | Mitsubishi Electric | MXZ-3C30NA4*** |  | 10.1 | 17.6 | 9.4 | No | N/A | 3 | 600 | 800 | 150 | 350 | 2025-01-01
209847181 | Mitsubishi Electric | MXZ-4C36NA4*** |  | 9.05 | 17.6 | 9.65 | No | N/A | 3 | 600 | 800 | 150 | 350 | 2025-01-01
209847185 | Mitsubishi Electric | MXZ-3C30NAHZ4*** |  | 11.4 | 17 | 9.3 | No | N/A | 3 | 600 | 800 | 150 | 350 | 2025-01-01
216505923 | Mitsubishi Electric | MXZ-2D20NL*** |  | 11.5 | 18 | 9.55 | Yes | No | 3 | 600 | 800 | 150 | 350 | 2025-01-01
216505929 | Mitsubishi Electric | MXZ-3D24NL*** |  | 12.7 | 18 | 9.3 | Yes | Both | 3 | 600 | 800 | 150 | 350 | 2025-01-01
216505930 | Mitsubishi Electric | MXZ-4D30NL*** |  | 11.3 | 18.55 | 9.4 | Yes | Both | 3 | 600 | 800 | 150 | 350 | 2025-01-01
216505931 | Mitsubishi Electric | MXZ-2D20NLHZ*** |  | 12.3 | 16.8 | 8.95 | Yes | Both | 2 | 500 | 700 | 100 | 300 | 2025-01-01
216505939 | Mitsubishi Electric | MXZ-5D36NL*** |  | 10.4 | 17.7 | 8.8 | No | N/A | 2 | 500 | 700 | 100 | 300 | 2025-01-01
216505940 | Mitsubishi Electric | MXZ-5D42NL*** |  | 9.15 | 17.45 | 8.55 | No | N/A | 2 | 500 | 700 | 100 | 300 | 2025-01-01
216505941 | Mitsubishi Electric | MXZ-3D24NLHZ*** |  | 11.5 | 17.2 | 9 | Yes | Both | 3 | 600 | 800 | 150 | 350 | 2025-01-01
216505942 | Mitsubishi Electric | MXZ-3D30NLHZ*** |  | 10.9 | 18 | 9 | Yes | Yes | 3 | 600 | 800 | 150 | 350 | 2025-01-01
216797280 | Mitsubishi Electric | PUMY-L36NKMU*** |  | 12.05 | 20.6 | 10.5 | No | N/A | 4 | 700 | 900 | 150 | 350 | 2025-01-01
216797286 | Mitsubishi Electric | PUMY-HL42NKMU*** |  | 11.9 | 19.5 | 10.55 | Yes | Yes | 4 | 700 | 900 | 150 | 350 | 2025-01-01
216797283 | Mitsubishi Electric | PUMY-HL36NKMU*** |  | 12.7 | 20.35 | 11.25 | Yes | Both | 4 | 700 | 900 | 150 | 350 | 2025-01-01
216797295 | Mitsubishi Electric | PUMY-L60NKMU*** |  | 10.7 | 18.2 | 10 | Yes | Yes | 4 | 700 | 900 | 150 | 350 | 2025-01-01
216797289 | Mitsubishi Electric | PUMY-L48NKMU*** |  | 10.2 | 20 | 9.95 | Yes | Yes | 3 | 600 | 800 | 150 | 350 | 2025-01-01
216797292 | Mitsubishi Electric | PUMY-HL48NKMU*** |  | 11.55 | 20.5 | 10.75 | Yes | Yes | 4 | 700 | 900 | 150 | 350 | 2025-01-01
217177369 | Mitsubishi Electric | MXZ-SM36NL-** |  | 12.55 | 21.25 | 10.5 | Yes | Both | 4 | 700 | 900 | 150 | 350 | 2025-01-01
217177370 | Mitsubishi Electric | MXZ-SM36NLHZ-** |  | 13.25 | 20 | 11.5 | Yes | Both | 4 | 700 | 900 | 150 | 350 | 2025-01-01
217177371 | Mitsubishi Electric | MXZ-SM42NLHZ-** |  | 12.2 | 19.25 | 11.05 | Yes | Both | 4 | 700 | 900 | 150 | 350 | 2025-01-01
217177372 | Mitsubishi Electric | MXZ-SM48NL-** |  | 10.9 | 21 | 10.2 | Yes | Yes | 4 | 700 | 900 | 150 | 350 | 2025-01-01
217177373 | Mitsubishi Electric | MXZ-SM48NLHZ-** |  | 12.05 | 20.5 | 11 | Yes | Both | 4 | 700 | 900 | 150 | 350 | 2025-01-01
217177374 | Mitsubishi Electric | MXZ-SM60NL-** |  | 11.1 | 18.5 | 10 | Yes | Both | 4 | 700 | 900 | 150 | 350 | 2025-01-01
216626281 | Mitsubishi Electric | MUZ-WX09NL*** | MSZ-WX09NL*** | 11 | 18 | 8.5 | No | N/A | 2 | 500 | 700 | 100 | 300 | 2025-01-01
216626282 | Mitsubishi Electric | MUZ-WX12NL*** | MSZ-WX12NL*** | 9 | 18 | 8.5 | No | N/A | 2 | 500 | 700 | 100 | 300 | 2025-01-01
216626283 | Mitsubishi Electric | MUZ-WX18NL*** | MSZ-WX18NL*** | 9.5 | 18 | 8.5 | No | N/A | 2 | 500 | 700 | 100 | 300 | 2025-01-01
216626284 | Mitsubishi Electric | MUZ-GX09NL*** | MSZ-GX09NL*** | 15.4 | 28.4 | 10.9 | Yes | Both | 4 | 700 | 900 | 150 | 350 | 2025-01-01
216626285 | Mitsubishi Electric | MUZ-GX12NL*** | MSZ-GX12NL*** | 13.35 | 25.6 | 10.7 | Yes | Both | 4 | 700 | 900 | 150 | 350 | 2025-01-01
216626286 | Mitsubishi Electric | MUZ-GX15NL*** | MSZ-GX15NL*** | 13 | 22.2 | 11 | Yes | Both | 4 | 700 | 900 | 150 | 350 | 2025-01-01
216626287 | Mitsubishi Electric | MUZ-GX09NLHZ*** | MSZ-GX09NL*** | 15.4 | 28.4 | 10.2 | Yes | Both | 4 | 700 | 900 | 150 | 350 | 2025-01-01
216626288 | Mitsubishi Electric | MUZ-GX12NLHZ*** | MSZ-GX12NL*** | 13.35 | 25.6 | 10 | Yes | Both | 4 | 700 | 900 | 150 | 350 | 2025-01-01
216626289 | Mitsubishi Electric | MUZ-GX15NLHZ*** | MSZ-GX15NL*** | 13 | 22.2 | 10 | Yes | Both | 4 | 700 | 900 | 150 | 350 | 2025-01-01
216626290 | Mitsubishi Electric | MUZ-HX09NL*** | MSZ-HX09NL*** | 12.5 | 20 | 10 | Yes | No | 4 | 700 | 900 | 150 | 350 | 2025-01-01
216626291 | Mitsubishi Electric | MUZ-HX12NL*** | MSZ-HX12NL*** | 12.5 | 20 | 10 | Yes | No | 4 | 700 | 900 | 150 | 350 | 2025-01-01
216626292 | Mitsubishi Electric | MUZ-JX09WL*** | MSZ-JX09WL*** | 12.5 | 20 | 10 | Yes | Both | 4 | 700 | 900 | 150 | 350 | 2025-01-01
216626293 | Mitsubishi Electric | MUZ-JX12WL*** | MSZ-JX12WL*** | 12.5 | 20 | 10 | Yes | Both | 4 | 700 | 900 | 150 | 350 | 2025-01-01
216626294 | Mitsubishi Electric | MUZ-JX09WLH*** | MSZ-JX09WL*** | 12.5 | 20 | 10 | Yes | Both | 4 | 700 | 900 | 150 | 350 | 2025-01-01
216626295 | Mitsubishi Electric | MUZ-JX12WLH*** | MSZ-JX12WL*** | 12.5 | 20 | 10 | Yes | Both | 4 | 700 | 900 | 150 | 350 | 2025-01-01
216625613 | Mitsubishi Electric | MXZ-2C20NA4-** | MSZ-GS18NA*** | 11.75 | 16.25 | 8.3 | Yes | No | 1 | 400 | 600 | 100 | 300 | 2025-01-01
216798014 | Mitsubishi Electric | MUZ-FX06NLHZ2*** | MSZ-FX06NL*** | 21.45 | 35 | 13 | Yes | Both | 4 | 700 | 900 | 150 | 350 | 2025-01-01
216798015 | Mitsubishi Electric | MUZ-FX09NLHZ2*** | MSZ-FX09NL*** | 18.35 | 33.1 | 13.3 | Yes | Both | 4 | 700 | 900 | 150 | 350 | 2025-01-01
216798016 | Mitsubishi Electric | MUZ-FX12NLHZ2*** | MSZ-FX12NL*** | 15.4 | 29.9 | 12.4 | Yes | Both | 4 | 700 | 900 | 150 | 350 | 2025-01-01
216798017 | Mitsubishi Electric | MUZ-FX15NLHZ2*** | MSZ-FX15NL*** | 14.7 | 25.9 | 11 | Yes | Both | 4 | 700 | 900 | 150 | 350 | 2025-01-01
216798018 | Mitsubishi Electric | MUZ-FX18NLHZ2*** | MSZ-FX18NL*** | 13.05 | 25.5 | 11.1 | Yes | Both | 4 | 700 | 900 | 150 | 350 | 2025-01-01
216798019 | Mitsubishi Electric | MUZ-FX24NLHZ2*** | MSZ-FX24NL*** | 13.35 | 23.5 | 10.5 | Yes | Both | 4 | 700 | 900 | 150 | 350 | 2025-01-01
216800232 | Mitsubishi Electric | SUZ-CA18NLH*** | SLZ-AF18NL*** | 12 | 17.5 | 9.3 | Yes | No | 3 | 600 | 800 | 150 | 350 | 2025-01-01
216800233 | Mitsubishi Electric | SUZ-CA18NLH*** | MLZ-KX18NL*** | 11.7 | 17.2 | 9.6 | Yes | No | 3 | 600 | 800 | 150 | 350 | 2025-01-01
216800234 | Mitsubishi Electric | SUZ-CA18NLH*** | MFZ-KX18NL*** | 12.4 | 17.2 | 9.9 | Yes | No | 3 | 600 | 800 | 150 | 350 | 2025-01-01
216800235 | Mitsubishi Electric | SUZ-CA18NLH*** | PEAD-AA18NL*** | 12.7 | 17.2 | 10 | Yes | No | 4 | 700 | 900 | 150 | 350 | 2025-01-01
216800236 | Mitsubishi Electric | SUZ-CA18NLH*** | SVZ-AP18NL*** | 12 | 16.2 | 9.5 | Yes | No | 3 | 600 | 800 | 150 | 350 | 2025-01-01
216800237 | Mitsubishi Electric | SUZ-CA24NLH*** | PEAD-AA24NL*** | 12.2 | 21.2 | 9.7 | Yes | No | 3 | 600 | 800 | 150 | 350 | 2025-01-01
216800238 | Mitsubishi Electric | SUZ-CA24NLH*** | SVZ-AP24NL*** | 11.8 | 19.5 | 9.1 | Yes | No | 3 | 600 | 800 | 150 | 350 | 2025-01-01
216800239 | Mitsubishi Electric | SUZ-CA30NLH*** | PEAD-AA30NL*** | 11.7 | 20.3 | 9.2 | Yes | No | 3 | 600 | 800 | 150 | 350 | 2025-01-01
216800240 | Mitsubishi Electric | SUZ-CA09NLH*** | SLZ-AF09NL*** | 13.2 | 21 | 11.5 | Yes | No | 4 | 700 | 900 | 150 | 350 | 2025-01-01
216800241 | Mitsubishi Electric | SUZ-CA09NLH*** | MLZ-KX09NL*** | 11.8 | 20.9 | 11.9 | Yes | No | 4 | 700 | 900 | 150 | 350 | 2025-01-01
216800242 | Mitsubishi Electric | SUZ-CA09NLH*** | MFZ-KX09NL*** | 12.6 | 21.6 | 12 | Yes | No | 4 | 700 | 900 | 150 | 350 | 2025-01-01
216800243 | Mitsubishi Electric | SUZ-CA09NLH*** | PEAD-AA09NL*** | 13.2 | 18.8 | 11.2 | Yes | No | 4 | 700 | 900 | 150 | 350 | 2025-01-01
216800244 | Mitsubishi Electric | SUZ-CA12NLH*** | SLZ-AF12NL*** | 12.5 | 20.3 | 9.4 | Yes | No | 3 | 600 | 800 | 150 | 350 | 2025-01-01
216800245 | Mitsubishi Electric | SUZ-CA12NLH*** | MLZ-KX12NL*** | 11.8 | 20.7 | 9.8 | Yes | No | 3 | 600 | 800 | 150 | 350 | 2025-01-01
216800246 | Mitsubishi Electric | SUZ-CA12NLH*** | MFZ-KX12NL*** | 12.6 | 19.6 | 8.5 | Yes | No | 2 | 500 | 700 | 100 | 300 | 2025-01-01
216800247 | Mitsubishi Electric | SUZ-CA12NLH*** | PEAD-AA12NL*** | 12.5 | 19.7 | 9.5 | Yes | No | 3 | 600 | 800 | 150 | 350 | 2025-01-01
216800248 | Mitsubishi Electric | SUZ-CA12NLH*** | SVZ-AP12NL*** | 12.1 | 18.4 | 9.5 | Yes | No | 3 | 600 | 800 | 150 | 350 | 2025-01-01
216800249 | Mitsubishi Electric | SUZ-CA15NLH*** | SLZ-AF15NL*** | 12 | 20.6 | 9.9 | Yes | No | 3 | 600 | 800 | 150 | 350 | 2025-01-01
216800250 | Mitsubishi Electric | SUZ-CA15NLH*** | MFZ-KX15NL*** | 13 | 20.1 | 10.3 | Yes | No | 4 | 700 | 900 | 150 | 350 | 2025-01-01
216800251 | Mitsubishi Electric | SUZ-CA15NLH*** | PEAD-AA15NL*** | 12.2 | 18.8 | 9.5 | Yes | No | 3 | 600 | 800 | 150 | 350 | 2025-01-01
216800252 | Mitsubishi Electric | SUZ-CA12NLH*** | SEZ-AE12NL*** | 12.1 | 19 | 9.4 | Yes | No | 3 | 600 | 800 | 150 | 350 | 2025-01-01
216800253 | Mitsubishi Electric | SUZ-CA15NLH*** | SEZ-AE15NL*** | 13.2 | 19.1 | 9.6 | Yes | No | 3 | 600 | 800 | 150 | 350 | 2025-01-01
216800254 | Mitsubishi Electric | SUZ-CA18NLH*** | SEZ-AE18NL*** | 12.4 | 15.8 | 10 | Yes | No | 2 | 500 | 700 | 100 | 300 | 2025-01-01
216800255 | Mitsubishi Electric | SUZ-CA30NLH*** | SVZ-AP30NL*** | 11.2 | 17.8 | 8.8 | Yes | No | 2 | 500 | 700 | 100 | 300 | 2025-01-01
216800256 | Mitsubishi Electric | SUZ-CA36NLH*** | PEAD-AA36NL*** | 10.7 | 19.4 | 9.1 | No | N/A | 3 | 600 | 800 | 150 | 350 | 2025-01-01
216800258 | Mitsubishi Electric | SUZ-CA09NLH*** | SEZ-AE09NL*** | 11.8 | 17.6 | 10.3 | Yes | No | 4 | 700 | 900 | 150 | 350 | 2025-01-01
216800638 | Mitsubishi Electric | MUZ-HX15NLH2*** | MSZ-HX15NL*** | 12.5 | 20 | 9 | Yes | Both | 3 | 600 | 800 | 150 | 350 | 2025-01-01
216801481 | Mitsubishi Electric | MUZ-GX09NLH2*** | MSZ-GX09NL*** | 15.4 | 28.4 | 10.9 | Yes | Both | 4 | 700 | 900 | 150 | 350 | 2025-01-01
216801482 | Mitsubishi Electric | MUZ-GX12NLH2*** | MSZ-GX12NL*** | 13.35 | 25.6 | 10.7 | Yes | Both | 4 | 700 | 900 | 150 | 350 | 2025-01-01
216801483 | Mitsubishi Electric | MUZ-GX15NLH2*** | MSZ-GX15NL*** | 13 | 22.2 | 11 | Yes | Both | 4 | 700 | 900 | 150 | 350 | 2025-01-01
216801484 | Mitsubishi Electric | MUZ-GX18NLH2*** | MSZ-GX18NL*** | 14.05 | 22.5 | 10.3 | Yes | Both | 4 | 700 | 900 | 150 | 350 | 2025-01-01
216801485 | Mitsubishi Electric | MUZ-GX24NLH2*** | MSZ-GX24NL*** | 13 | 21.5 | 10.3 | Yes | Both | 4 | 700 | 900 | 150 | 350 | 2025-01-01
216801486 | Mitsubishi Electric | MUZ-GX30NLH2*** | MSZ-GX30NL*** | 9.05 | 19.2 | 8.9 | No | N/A | 2 | 500 | 700 | 100 | 300 | 2025-01-01
216801487 | Mitsubishi Electric | MUZ-GX36NLH2*** | MSZ-GX36NL*** | 8.4 | 18.5 | 8.5 | No | N/A | 2 | 500 | 700 | 100 | 300 | 2025-01-01
216801488 | Mitsubishi Electric | MUZ-GX09NLHZ2*** | MSZ-GX09NL*** | 15.4 | 28.4 | 10.2 | Yes | Both | 4 | 700 | 900 | 150 | 350 | 2025-01-01
216801489 | Mitsubishi Electric | MUZ-GX12NLHZ2*** | MSZ-GX12NL*** | 13.35 | 25.6 | 10 | Yes | Both | 4 | 700 | 900 | 150 | 350 | 2025-01-01
216801490 | Mitsubishi Electric | MUZ-GX15NLHZ2*** | MSZ-GX15NL*** | 13 | 22.2 | 10 | Yes | Both | 4 | 700 | 900 | 150 | 350 | 2025-01-01
216801491 | Mitsubishi Electric | MUZ-GX18NLHZ2*** | MSZ-GX18NL*** | 14.05 | 22.5 | 10 | Yes | Both | 4 | 700 | 900 | 150 | 350 | 2025-01-01
216801492 | Mitsubishi Electric | MUZ-GX24NLHZ2*** | MSZ-GX24NL*** | 13 | 21.5 | 10 | Yes | Both | 4 | 700 | 900 | 150 | 350 | 2025-01-01
216801493 | Mitsubishi Electric | MUZ-HX09NLH2*** | MSZ-HX09NL*** | 12.5 | 20 | 10 | Yes | Both | 4 | 700 | 900 | 150 | 350 | 2025-01-01
216801494 | Mitsubishi Electric | MUZ-HX12NLH2*** | MSZ-HX12NL*** | 12.5 | 20 | 10 | Yes | Both | 4 | 700 | 900 | 150 | 350 | 2025-01-01
216801495 | Mitsubishi Electric | MUZ-HX18NLH2*** | MSZ-HX18NL*** | 12.55 | 20 | 9.5 | Yes | Both | 3 | 600 | 800 | 150 | 350 | 2025-01-01
216801496 | Mitsubishi Electric | MUZ-HX24NLH2*** | MSZ-HX24NL*** | 11.75 | 20 | 9.5 | Yes | Both | 3 | 600 | 800 | 150 | 350 | 2025-01-01
209818204 | Mitsubishi Electric | MUZ-GS30NA2*** | MSZ-GS30NA2*** | 9.2 | 19.1 | 8.9 | No | N/A | 2 | 500 | 700 | 100 | 300 | 2025-01-01
209818205 | Mitsubishi Electric | MUZ-GS36NA2*** | MSZ-GS36NA2*** | 8.8 | 18.4 | 8.5 | No | N/A | 2 | 500 | 700 | 100 | 300 | 2025-01-01
209832199 | Mitsubishi Electric | MUZ-FS06NA*** | MSZ-FS06NA*** | 19.05 | 32.2 | 11.9 | Yes | Both | 4 | 700 | 900 | 150 | 350 | 2025-01-01
209832203 | Mitsubishi Electric | MUZ-FS12NA*** | MSZ-FS12NA*** | 13.8 | 26.3 | 11.1 | Yes | Both | 4 | 700 | 900 | 150 | 350 | 2025-01-01
209832204 | Mitsubishi Electric | MUZ-FS12NAH*** | MSZ-FS12NA*** | 13.8 | 26.3 | 10.4 | Yes | Both | 4 | 700 | 900 | 150 | 350 | 2025-01-01
209832208 | Mitsubishi Electric | MUZ-FS18NAH*** | MSZ-FS18NA*** | 12.5 | 21 | 10.3 | Yes | Both | 4 | 700 | 900 | 150 | 350 | 2025-01-01
209832209 | Mitsubishi Electric | MUZ-GL24NA*** | MSZ-GL24NA*** | 12.5 | 20.4 | 10 | No | N/A | 4 | 700 | 900 | 150 | 350 | 2025-01-01
209832213 | Mitsubishi Electric | MUZ-WR12NA*** | MSZ-WR12NA*** | 9 | 18 | 8.5 | No | N/A | 2 | 500 | 700 | 100 | 300 | 2025-01-01
209832268 | Mitsubishi Electric | MUZ-GL18NA*** | MSZ-GL18NA*** | 13.4 | 20.5 | 10.3 | No | N/A | 4 | 700 | 900 | 150 | 350 | 2025-01-01
209447978 | Mitsubishi Electric | PUZ-A24NHA7*** | PAA-A18AA1 | 12.5 | 18.9 | 9 | Yes | No | 3 | 600 | 800 | 150 | 350 | 2025-01-01
209447979 | Mitsubishi Electric | PUZ-A24NHA7*** | PAA-A18BA1 | 12.5 | 18.9 | 9 | Yes | No | 3 | 600 | 800 | 150 | 350 | 2025-01-01
209447980 | Mitsubishi Electric | PUZ-A24NHA7*** | PAA-A24AA1 | 12 | 17.1 | 8.9 | Yes | No | 2 | 500 | 700 | 100 | 300 | 2025-01-01
209447981 | Mitsubishi Electric | PUZ-A24NHA7*** | PAA-A24BA1 | 12 | 17.1 | 8.9 | Yes | No | 2 | 500 | 700 | 100 | 300 | 2025-01-01
209447982 | Mitsubishi Electric | PUZ-A30NHA7*** | PAA-A30AA1 | 9.5 | 15.2 | 8.8 | No | N/A | 2 | 500 | 700 | 100 | 300 | 2025-01-01
209447983 | Mitsubishi Electric | PUZ-A30NHA7*** | PAA-A30BA1 | 9.5 | 15.2 | 8.8 | No | N/A | 2 | 500 | 700 | 100 | 300 | 2025-01-01
209447984 | Mitsubishi Electric | PUZ-A36NKA7*** | PAA-A36BA1 | 11 | 17.5 | 9.2 | No | N/A | 3 | 600 | 800 | 150 | 350 | 2025-01-01
209447985 | Mitsubishi Electric | PUZ-A36NKA7*** | PAA-A36CA1 | 11 | 17.5 | 9.2 | No | N/A | 3 | 600 | 800 | 150 | 350 | 2025-01-01
209447988 | Mitsubishi Electric | PUZ-HA24NHA* | PAA-A24AA1 | 10.5 | 15.6 | 9.3 | Yes | Yes | 2 | 500 | 700 | 100 | 300 | 2025-01-01
209447989 | Mitsubishi Electric | PUZ-HA24NHA* | PAA-A24BA1 | 10.5 | 15.6 | 9.3 | Yes | Yes | 2 | 500 | 700 | 100 | 300 | 2025-01-01
209484153 | Mitsubishi Electric | PUZ-HA36NKA* | PAA-A36BA1 | 10.5 | 15.3 | 9.5 | Yes | Yes | 2 | 500 | 700 | 100 | 300 | 2025-01-01
209832200 | Mitsubishi Electric | MUZ-FS06NAH*** | MSZ-FS06NA*** | 19.05 | 32.2 | 10.9 | Yes | Both | 4 | 700 | 900 | 150 | 350 | 2025-01-01
209832201 | Mitsubishi Electric | MUZ-FS09NA*** | MSZ-FS09NA*** | 16.05 | 29.8 | 10.9 | Yes | Both | 4 | 700 | 900 | 150 | 350 | 2025-01-01
209832202 | Mitsubishi Electric | MUZ-FS09NAH*** | MSZ-FS09NA*** | 16.05 | 29.8 | 10 | Yes | Both | 4 | 700 | 900 | 150 | 350 | 2025-01-01
209832205 | Mitsubishi Electric | MUZ-FS15NA*** | MSZ-FS15NA*** | 14 | 22.3 | 10.4 | Yes | Both | 4 | 700 | 900 | 150 | 350 | 2025-01-01
209832206 | Mitsubishi Electric | MUZ-FS15NAH*** | MSZ-FS15NA*** | 14 | 22.3 | 9.9 | Yes | Both | 3 | 600 | 800 | 150 | 350 | 2025-01-01
209832207 | Mitsubishi Electric | MUZ-FS18NA*** | MSZ-FS18NA*** | 12.5 | 21 | 10.7 | Yes | Both | 4 | 700 | 900 | 150 | 350 | 2025-01-01
209832210 | Mitsubishi Electric | MUZ-JP09WA*** | MSZ-JP09WA*** | 12 | 20 | 10 | No | N/A | 4 | 700 | 900 | 150 | 350 | 2025-01-01
209832211 | Mitsubishi Electric | MUZ-JP12WA*** | MSZ-JP12WA*** | 9.9 | 20 | 9.2 | No | N/A | 3 | 600 | 800 | 150 | 350 | 2025-01-01
209832212 | Mitsubishi Electric | MUZ-WR09NA*** | MSZ-WR09NA*** | 11 | 18 | 8.5 | No | N/A | 2 | 500 | 700 | 100 | 300 | 2025-01-01
211259275 | Mitsubishi Electric | PUZ-HA36NKA | PLA-A36EA* | 13 | 20 | 9 | Yes | Both | 3 | 600 | 800 | 150 | 350 | 2025-01-01
211259276 | Mitsubishi Electric | PUZ-HA36NKA | PKA-A36KA* | 12.3 | 18.7 | 9 | Yes | Both | 3 | 600 | 800 | 150 | 350 | 2025-01-01
211259278 | Mitsubishi Electric | PUZ-HA36NKA | PCA-A36KA* | 12.5 | 18 | 9.2 | Yes | Both | 3 | 600 | 800 | 150 | 350 | 2025-01-01
207699119 | Mitsubishi Electric | SUZ-KA09NA2 | MLZ-KP09NA* | 12.6 | 20.2 | 11.9 | Yes | No | 4 | 700 | 900 | 150 | 350 | 2025-01-01
207699120 | Mitsubishi Electric | SUZ-KA09NAH2 | MLZ-KP09NA* | 12.6 | 20.2 | 10.2 | No | N/A | 4 | 700 | 900 | 150 | 350 | 2025-01-01
207699121 | Mitsubishi Electric | SUZ-KA09NAHZ | MLZ-KP09NA* | 12.5 | 19 | 10 | Yes | No | 4 | 700 | 900 | 150 | 350 | 2025-01-01
207699122 | Mitsubishi Electric | SUZ-KA12NA2 | MLZ-KP12NA* | 12.2 | 21.7 | 10.9 | Yes | No | 4 | 700 | 900 | 150 | 350 | 2025-01-01
207699123 | Mitsubishi Electric | SUZ-KA12NAH2 | MLZ-KP12NA* | 12.2 | 21.7 | 9.7 | No | N/A | 3 | 600 | 800 | 150 | 350 | 2025-01-01
207699124 | Mitsubishi Electric | SUZ-KA12NAHZ | MLZ-KP12NA* | 12.7 | 19.5 | 9.4 | Yes | No | 3 | 600 | 800 | 150 | 350 | 2025-01-01
207699125 | Mitsubishi Electric | SUZ-KA18NA2 | MLZ-KP18NA* | 12.5 | 22.9 | 10.5 | Yes | No | 4 | 700 | 900 | 150 | 350 | 2025-01-01
207699126 | Mitsubishi Electric | SUZ-KA18NAH2 | MLZ-KP18NA* | 12.5 | 22.9 | 10 | No | N/A | 4 | 700 | 900 | 150 | 350 | 2025-01-01
207699127 | Mitsubishi Electric | SUZ-KA18NAHZ | MLZ-KP18NA* | 12.4 | 18.9 | 9 | Yes | No | 3 | 600 | 800 | 150 | 350 | 2025-01-01
207702686 | Mitsubishi Electric | PUZ-HA24NHA1 | PEAD-A24AA* | 11.3 | 16.2 | 9.2 | Yes | Both | 3 | 600 | 800 | 150 | 350 | 2025-01-01
207702691 | Mitsubishi Electric | PUZ-HA36NKA | PEAD-A36AA* | 12.2 | 16.5 | 8.7 | Yes | Both | 2 | 500 | 700 | 100 | 300 | 2025-01-01
207702694 | Mitsubishi Electric | PUZ-HA42NKA1 | PEAD-A42AA* | 10.4 | 15.5 | 8.9 | Yes | Yes | 2 | 500 | 700 | 100 | 300 | 2025-01-01
207702695 | Mitsubishi Electric | SUZ-KA09NA2 | PEAD-A09AA* | 11.2 | 17.9 | 10.5 | No | N/A | 4 | 700 | 900 | 150 | 350 | 2025-01-01
207702698 | Mitsubishi Electric | SUZ-KA09NAH2 | PEAD-A09AA* | 11.2 | 17.9 | 9 | No | N/A | 3 | 600 | 800 | 150 | 350 | 2025-01-01
207702699 | Mitsubishi Electric | SUZ-KA09NAHZ | PEAD-A09AA* | 12.5 | 17 | 9.4 | Yes | No | 3 | 600 | 800 | 150 | 350 | 2025-01-01
207702701 | Mitsubishi Electric | SUZ-KA12NA2 | PEAD-A12AA* | 11.8 | 20 | 10.9 | Yes | No | 4 | 700 | 900 | 150 | 350 | 2025-01-01
207702706 | Mitsubishi Electric | SUZ-KA12NAHZ | PEAD-A12AA* | 12.9 | 19.3 | 9.4 | Yes | Yes | 3 | 600 | 800 | 150 | 350 | 2025-01-01
207702707 | Mitsubishi Electric | SUZ-KA15NA2 | PEAD-A15AA* | 12 | 18 | 9.6 | Yes | No | 3 | 600 | 800 | 150 | 350 | 2025-01-01
207702709 | Mitsubishi Electric | SUZ-KA15NAHZ | PEAD-A15AA* | 11.5 | 17.6 | 8.9 | No | N/A | 2 | 500 | 700 | 100 | 300 | 2025-01-01
207702711 | Mitsubishi Electric | SUZ-KA18NA2 | PEAD-A18AA* | 13.2 | 20.7 | 10.8 | Yes | No | 4 | 700 | 900 | 150 | 350 | 2025-01-01
207702712 | Mitsubishi Electric | SUZ-KA18NAH2 | PEAD-A18AA* | 13.2 | 20.7 | 10.1 | No | N/A | 4 | 700 | 900 | 150 | 350 | 2025-01-01
207702713 | Mitsubishi Electric | SUZ-KA18NAHZ | PEAD-A18AA* | 12 | 18.3 | 9.2 | Yes | No | 3 | 600 | 800 | 150 | 350 | 2025-01-01
207702714 | Mitsubishi Electric | SUZ-KA24NA2 | PEAD-A24AA* | 11.7 | 18.9 | 9.3 | Yes | No | 3 | 600 | 800 | 150 | 350 | 2025-01-01
207702716 | Mitsubishi Electric | SUZ-KA24NAHZ | PEAD-A24AA* | 11.3 | 16.2 | 9.2 | Yes | Both | 3 | 600 | 800 | 150 | 350 | 2025-01-01
207702719 | Mitsubishi Electric | SUZ-KA30NA2 | PEAD-A30AA* | 11.7 | 18.9 | 11.4 | Yes | No | 4 | 700 | 900 | 150 | 350 | 2025-01-01
207702722 | Mitsubishi Electric | SUZ-KA30NAHZ | PEAD-A30AA* | 12.1 | 17.4 | 8.3 | Yes | Yes | 1 | 400 | 600 | 100 | 300 | 2025-01-01
207702725 | Mitsubishi Electric | SUZ-KA36NA2 | PEAD-A36AA* | 9.1 | 16.5 | 9.3 | No | N/A | 3 | 600 | 800 | 150 | 350 | 2025-01-01
207702726 | Mitsubishi Electric | SUZ-KA36NAHZ | PEAD-A36AA* | 12.5 | 15.2 | 8.9 | Yes | Yes | 2 | 500 | 700 | 100 | 300 | 2025-01-01
207703563 | Mitsubishi Electric | SUZ-KA36NAH2 | PEAD-A36AA* | 9.1 | 16.5 | 9 | No | N/A | 3 | 600 | 800 | 150 | 350 | 2025-01-01
207679242 | Mitsubishi Electric | MUZ-GS09NA*** | MSZ-GS09NA*** | 15.4 | 28.4 | 10.9 | Yes | Both | 4 | 700 | 900 | 150 | 350 | 2025-01-01
207679243 | Mitsubishi Electric | MUZ-GS12NA*** | MSZ-GS12NA*** | 13.05 | 25.6 | 10.7 | Yes | Both | 4 | 700 | 900 | 150 | 350 | 2025-01-01
207679244 | Mitsubishi Electric | MUZ-GS15NA*** | MSZ-GS15NA*** | 12.75 | 21 | 11 | Yes | Both | 4 | 700 | 900 | 150 | 350 | 2025-01-01
207679245 | Mitsubishi Electric | MUZ-GS18NA*** | MSZ-GS18NA*** | 13.45 | 21.5 | 10.3 | Yes | No | 4 | 700 | 900 | 150 | 350 | 2025-01-01
207679246 | Mitsubishi Electric | MUZ-GS24NA*** | MSZ-GS24NA*** | 12.6 | 21.5 | 10.3 | Yes | Both | 4 | 700 | 900 | 150 | 350 | 2025-01-01
207679247 | Mitsubishi Electric | MUZ-GS09NAH*** | MSZ-GS09NA*** | 15.4 | 28.4 | 10.2 | Yes | Both | 4 | 700 | 900 | 150 | 350 | 2025-01-01
207679248 | Mitsubishi Electric | MUZ-GS12NAH*** | MSZ-GS12NA*** | 13.05 | 25.6 | 10 | Yes | Both | 4 | 700 | 900 | 150 | 350 | 2025-01-01
207679252 | Mitsubishi Electric | MUZ-GS09NAHZ*** | MSZ-GS09NA*** | 15.4 | 28.4 | 9.6 | Yes | Both | 3 | 600 | 800 | 150 | 350 | 2025-01-01
207679253 | Mitsubishi Electric | MUZ-GS12NAHZ*** | MSZ-GS12NA*** | 13.05 | 21.7 | 9.6 | Yes | Both | 3 | 600 | 800 | 150 | 350 | 2025-01-01
207679254 | Mitsubishi Electric | MUZ-GS15NAHZ*** | MSZ-GS15NA*** | 12.75 | 21 | 9.4 | Yes | Both | 3 | 600 | 800 | 150 | 350 | 2025-01-01
207679255 | Mitsubishi Electric | MUZ-GS18NAHZ*** | MSZ-GS18NA*** | 13.45 | 21.5 | 9.6 | Yes | Both | 3 | 600 | 800 | 150 | 350 | 2025-01-01
207679256 | Mitsubishi Electric | MUZ-GS24NAHZ*** | MSZ-GS24NA*** | 12.6 | 21.5 | 9 | Yes | Both | 3 | 600 | 800 | 150 | 350 | 2025-01-01
206328094 | Mitsubishi Electric | SUZ-KA09NAHZ | NTXCKS09A112AA | 15 | 20.5 | 9 | Yes | No | 3 | 600 | 800 | 150 | 350 | 2025-01-01
206328096 | Mitsubishi Electric | SUZ-KA12NAHZ | NTXCKS12A112AA | 12.7 | 20.8 | 9 | Yes | Yes | 3 | 600 | 800 | 150 | 350 | 2025-01-01
206328099 | Mitsubishi Electric | SUZ-KA18NAHZ | NTXCKS18A112AA | 12.5 | 19.2 | 8.5 | Yes | No | 2 | 500 | 700 | 100 | 300 | 2025-01-01
206328101 | Mitsubishi Electric | SUZ-KA12NAHZ | NTXAMT12A112AA | 13.9 | 20 | 9.5 | Yes | No | 3 | 600 | 800 | 150 | 350 | 2025-01-01
206328102 | Mitsubishi Electric | SUZ-KA18NAHZ | NTXAMT18A112AA | 12.4 | 18.7 | 9.2 | Yes | Yes | 3 | 600 | 800 | 150 | 350 | 2025-01-01
206328120 | Mitsubishi Electric | SUZ-KA12NAHZ | NAXAMT12A112AA | 13.9 | 20 | 9.5 | Yes | No | 3 | 600 | 800 | 150 | 350 | 2025-01-01
206328121 | Mitsubishi Electric | SUZ-KA18NAHZ | NAXAMT18A112AA | 12.4 | 18.7 | 9.2 | Yes | Both | 3 | 600 | 800 | 150 | 350 | 2025-01-01
206331444 | Mitsubishi Electric | SUZ-KA24NAHZ | NAXAMT24A112AA | 9.9 | 16 | 8.4 | No | N/A | 1 | 400 | 600 | 100 | 300 | 2025-01-01
206331446 | Mitsubishi Electric | SUZ-KA30NAHZ | NAXAMT30A112AA | 12.8 | 15.2 | 8.5 | Yes | Both | 2 | 500 | 700 | 100 | 300 | 2025-01-01
206331448 | Mitsubishi Electric | SUZ-KA36NAHZ | NAXAMT36A112AA | 9.5 | 16 | 9 | No | N/A | 3 | 600 | 800 | 150 | 350 | 2025-01-01
206331450 | Mitsubishi Electric | SUZ-KA24NAHZ | NTXAMT24A112AA | 9.9 | 16 | 8.4 | No | N/A | 1 | 400 | 600 | 100 | 300 | 2025-01-01
206331452 | Mitsubishi Electric | SUZ-KA30NAHZ | NTXAMT30A112AA | 12.8 | 15.2 | 8.5 | Yes | Yes | 2 | 500 | 700 | 100 | 300 | 2025-01-01
206331454 | Mitsubishi Electric | SUZ-KA36NAHZ | NTXAMT36A112AA | 9.5 | 16 | 9 | No | N/A | 3 | 600 | 800 | 150 | 350 | 2025-01-01
204629177 | Mitsubishi Electric | MUFZ-KJ09NAHZ*** | NTXFKS09A112A* | 15.8 | 28.7 | 11.3 | Yes | No | 4 | 700 | 900 | 150 | 350 | 2025-01-01
204629178 | Mitsubishi Electric | MUFZ-KJ12NAHZ*** | NTXFKS12A112A* | 13.6 | 26.7 | 10.6 | Yes | No | 4 | 700 | 900 | 150 | 350 | 2025-01-01
204629179 | Mitsubishi Electric | MUFZ-KJ15NAHZ*** | NTXFKS15A112A* | 13.5 | 22.2 | 10.7 | Yes | No | 4 | 700 | 900 | 150 | 350 | 2025-01-01
204629180 | Mitsubishi Electric | MUFZ-KJ18NAHZ*** | NTXFKS18A112A* | 12.6 | 22 | 10.3 | Yes | No | 4 | 700 | 900 | 150 | 350 | 2025-01-01
204629194 | Mitsubishi Electric | MUZ-WR18NA*** | NTXWEL18A112A* | 10 | 18 | 8.5 | No | N/A | 2 | 500 | 700 | 100 | 300 | 2025-01-01
204629195 | Mitsubishi Electric | MUZ-WR24NA*** | NTXWEL24A112A* | 8 | 18 | 8.5 | No | N/A | 2 | 500 | 700 | 100 | 300 | 2025-01-01
204629199 | Mitsubishi Electric | SUZ-KA09NA2 | NTXCKS09A112A* | 13.4 | 24 | 10 | Yes | No | 4 | 700 | 900 | 150 | 350 | 2025-01-01
204629200 | Mitsubishi Electric | SUZ-KA12NA2 | NTXCKS12A112A* | 13.3 | 22 | 9.7 | Yes | No | 3 | 600 | 800 | 150 | 350 | 2025-01-01
204629201 | Mitsubishi Electric | SUZ-KA15NA2 | NTXCKS15A112A* | 12.2 | 20.7 | 10.7 | Yes | No | 4 | 700 | 900 | 150 | 350 | 2025-01-01
204629202 | Mitsubishi Electric | SUZ-KA18NA2 | NTXCKS18A112A* | 12.5 | 21 | 10 | Yes | No | 4 | 700 | 900 | 150 | 350 | 2025-01-01
204629214 | Mitsubishi Electric | SUZ-KA12NA2 | NTXAMT12A112A* | 12.7 | 20.7 | 10.5 | Yes | No | 4 | 700 | 900 | 150 | 350 | 2025-01-01
204629215 | Mitsubishi Electric | SUZ-KA18NA2 | NTXAMT18A112A* | 13.2 | 21 | 10.7 | Yes | No | 4 | 700 | 900 | 150 | 350 | 2025-01-01
204629216 | Mitsubishi Electric | SUZ-KA24NA2 | NTXAMT24A112A* | 11.6 | 17.9 | 8.3 | No | N/A | 1 | 400 | 600 | 100 | 300 | 2025-01-01
204629217 | Mitsubishi Electric | SUZ-KA30NA2 | NTXAMT30A112A* | 11.3 | 19.9 | 10.6 | No | N/A | 4 | 700 | 900 | 150 | 350 | 2025-01-01
204629218 | Mitsubishi Electric | SUZ-KA36NA2 | NTXAMT36A112A* | 8.5 | 16 | 9.5 | No | N/A | 3 | 600 | 800 | 150 | 350 | 2025-01-01
204629247 | Mitsubishi Electric | SUZ-KA12NA2 | NAXAMT12A112A* | 12.7 | 20.7 | 10.5 | Yes | No | 4 | 700 | 900 | 150 | 350 | 2025-01-01
204629248 | Mitsubishi Electric | SUZ-KA18NA2 | NAXAMT18A112A* | 13.2 | 21 | 10.7 | Yes | No | 4 | 700 | 900 | 150 | 350 | 2025-01-01
204629249 | Mitsubishi Electric | SUZ-KA24NA2 | NAXAMT24A112A* | 11.6 | 17.9 | 8.3 | No | N/A | 1 | 400 | 600 | 100 | 300 | 2025-01-01
204629250 | Mitsubishi Electric | SUZ-KA30NA2 | NAXAMT30A112A* | 11.3 | 19.9 | 10.6 | No | N/A | 4 | 700 | 900 | 150 | 350 | 2025-01-01
204629251 | Mitsubishi Electric | SUZ-KA36NA2 | NAXAMT36A112A* | 8.5 | 16 | 9.5 | No | N/A | 3 | 600 | 800 | 150 | 350 | 2025-01-01
204629287 | Mitsubishi Electric | NTXSKS12A112A* | SLZ-KF12NA.TH | 13.3 | 22 | 9.7 | Yes | No | 3 | 600 | 800 | 150 | 350 | 2025-01-01
204629288 | Mitsubishi Electric | NTXSKS15A112A* | SLZ-KF15NA.TH | 12.2 | 20.7 | 10.7 | Yes | No | 4 | 700 | 900 | 150 | 350 | 2025-01-01
204629289 | Mitsubishi Electric | NTXSKS18A112A* | SLZ-KF18NA.TH | 12.5 | 21 | 10 | Yes | No | 4 | 700 | 900 | 150 | 350 | 2025-01-01
204629301 | Mitsubishi Electric | NTXSKS12A112A* | SVZ-KP12NA | 12.7 | 20.7 | 10.5 | Yes | No | 4 | 700 | 900 | 150 | 350 | 2025-01-01
204629302 | Mitsubishi Electric | NTXSKS18A112A* | SVZ-KP18NA | 13.2 | 21 | 10.7 | Yes | No | 4 | 700 | 900 | 150 | 350 | 2025-01-01
204629303 | Mitsubishi Electric | NTXSKS24A112A* | SVZ-KP24NA | 11.6 | 17.9 | 8.3 | No | N/A | 1 | 400 | 600 | 100 | 300 | 2025-01-01
204629304 | Mitsubishi Electric | NTXSKS30A112A* | SVZ-KP30NA | 11.3 | 19.9 | 10.6 | No | N/A | 4 | 700 | 900 | 150 | 350 | 2025-01-01
204629305 | Mitsubishi Electric | NTXSKS36A112A* | SVZ-KP36NA | 8.5 | 16 | 9.5 | No | N/A | 3 | 600 | 800 | 150 | 350 | 2025-01-01
204629572 | Mitsubishi Electric | MUFZ-KJ09NAHZ*** | NAXFKS09A112A* | 15.8 | 28.7 | 11.3 | Yes | No | 4 | 700 | 900 | 150 | 350 | 2025-01-01
204629573 | Mitsubishi Electric | MUFZ-KJ12NAHZ*** | NAXFKS12A112A* | 13.6 | 26.7 | 10.6 | Yes | No | 4 | 700 | 900 | 150 | 350 | 2025-01-01
204629574 | Mitsubishi Electric | MUFZ-KJ15NAHZ*** | NAXFKS15A112A* | 13.5 | 22.2 | 10.7 | Yes | No | 4 | 700 | 900 | 150 | 350 | 2025-01-01
204629575 | Mitsubishi Electric | MUFZ-KJ18NAHZ*** | NAXFKS18A112A* | 12.6 | 22 | 10.3 | Yes | No | 4 | 700 | 900 | 150 | 350 | 2025-01-01
207702688 | Mitsubishi Electric | PUZ-HA30NKA | PEAD-A30AA* | 12.1 | 17.4 | 8.3 | Yes | Both | 1 | 400 | 600 | 100 | 300 | 2025-01-01
207702690 | Mitsubishi Electric | PUZ-HA36NKA | PEAD-A18AA* | 12.2 | 16.5 | 8.7 | No | N/A | 2 | 500 | 700 | 100 | 300 | 2025-01-01
202680594 | Mitsubishi Electric | MUZ-GL09NA*** | MSZ-GL09NA*** | 15.4 | 24.3 | 10.9 | Yes | No | 4 | 700 | 900 | 150 | 350 | 2025-01-01
202680595 | Mitsubishi Electric | MUZ-GL12NA*** | MSZ-GL12NA*** | 13 | 23.1 | 10.7 | Yes | No | 4 | 700 | 900 | 150 | 350 | 2025-01-01
202680596 | Mitsubishi Electric | MUZ-GL15NA*** | MSZ-GL15NA*** | 13 | 21 | 11 | Yes | No | 4 | 700 | 900 | 150 | 350 | 2025-01-01
202680597 | Mitsubishi Electric | MUZ-GL09NAH*** | MSZ-GL09NA*** | 15.4 | 24.3 | 9.5 | No | N/A | 3 | 600 | 800 | 150 | 350 | 2025-01-01
202680598 | Mitsubishi Electric | MUZ-GL12NAH*** | MSZ-GL12NA*** | 13 | 23.1 | 9.3 | No | N/A | 3 | 600 | 800 | 150 | 350 | 2025-01-01
202680599 | Mitsubishi Electric | MUZ-GL15NAH*** | MSZ-GL15NA*** | 13 | 21 | 9.7 | Yes | No | 3 | 600 | 800 | 150 | 350 | 2025-01-01
202680600 | Mitsubishi Electric | MUZ-HM09NA*** | MSZ-HM09NA*** | 12 | 20 | 10 | No | N/A | 4 | 700 | 900 | 150 | 350 | 2025-01-01
202680601 | Mitsubishi Electric | MUZ-HM12NA*** | MSZ-HM12NA*** | 9.9 | 20 | 10 | No | N/A | 4 | 700 | 900 | 150 | 350 | 2025-01-01
202680602 | Mitsubishi Electric | MUZ-HM15NA*** | MSZ-HM15NA*** | 12 | 20 | 10 | No | N/A | 4 | 700 | 900 | 150 | 350 | 2025-01-01
202680603 | Mitsubishi Electric | MUZ-HM18NA*** | MSZ-HM18NA*** | 10.5 | 19 | 9.5 | No | N/A | 3 | 600 | 800 | 150 | 350 | 2025-01-01
202680604 | Mitsubishi Electric | MUZ-HM09NAH*** | MSZ-HM09NA*** | 12 | 20 | 8.5 | No | N/A | 2 | 500 | 700 | 100 | 300 | 2025-01-01
202680605 | Mitsubishi Electric | MUZ-HM12NAH*** | MSZ-HM12NA*** | 9.9 | 20 | 8.5 | No | N/A | 2 | 500 | 700 | 100 | 300 | 2025-01-01
202680606 | Mitsubishi Electric | MUZ-HM15NAH*** | MSZ-HM15NA*** | 12 | 20 | 8.5 | No | N/A | 2 | 500 | 700 | 100 | 300 | 2025-01-01
202680607 | Mitsubishi Electric | MUZ-HM18NAH*** | MSZ-HM18NA*** | 10.5 | 19 | 8.5 | No | N/A | 2 | 500 | 700 | 100 | 300 | 2025-01-01
202680608 | Mitsubishi Electric | MUZ-HM24NAH*** | MSZ-HM24NA*** | 8.6 | 20 | 8.5 | No | N/A | 2 | 500 | 700 | 100 | 300 | 2025-01-01
202392052 | Mitsubishi Electric | SUZ-KA18NAH2 | SLZ-KF18NA | 12.5 | 21 | 9.4 | No | N/A | 3 | 600 | 800 | 150 | 350 | 2025-01-01
201754297 | Mitsubishi Electric | MUZ-FH09NAH | MSZ-FH09NA** | 16.1 | 29.8 | 10 | No | N/A | 4 | 700 | 900 | 150 | 350 | 2025-01-01
201754299 | Mitsubishi Electric | MUZ-FH12NAH | MSZ-FH12NA** | 13.8 | 26.3 | 10.4 | No | N/A | 4 | 700 | 900 | 150 | 350 | 2025-01-01
201754301 | Mitsubishi Electric | MUZ-FH15NAH | MSZ-FH15NA** | 12.5 | 21.5 | 9.9 | No | N/A | 3 | 600 | 800 | 150 | 350 | 2025-01-01
201754303 | Mitsubishi Electric | MUZ-FH18NAH2 | MSZ-FH18NA** | 12.5 | 21 | 10.3 | No | N/A | 4 | 700 | 900 | 150 | 350 | 2025-01-01
201754317 | Mitsubishi Electric | PUZ-A18NKA7*** | PLA-A18EA* | 14.4 | 25 | 9.2 | Yes | No | 3 | 600 | 800 | 150 | 350 | 2025-01-01
201754318 | Mitsubishi Electric | PUZ-A24NHA7*** | PLA-A24EA* | 14.3 | 24.7 | 9.3 | Yes | No | 3 | 600 | 800 | 150 | 350 | 2025-01-01
201754319 | Mitsubishi Electric | PUZ-A36NKA7*** | PLA-A36EA* | 12.9 | 22 | 9.3 | Yes | No | 3 | 600 | 800 | 150 | 350 | 2025-01-01
201754427 | Mitsubishi Electric | MUZ-FH06NAH | MSZ-FH06NA** | 19 | 32.2 | 10.9 | No | N/A | 4 | 700 | 900 | 150 | 350 | 2025-01-01
201754448 | Mitsubishi Electric | PUZ-A12NKA7*** | PEAD-A12AA* | 12.5 | 20.7 | 9.4 | Yes | No | 3 | 600 | 800 | 150 | 350 | 2025-01-01
201754450 | Mitsubishi Electric | PUZ-A12NKA7*** | PLA-A12EA* | 16.4 | 26.9 | 10.9 | Yes | No | 4 | 700 | 900 | 150 | 350 | 2025-01-01
201754460 | Mitsubishi Electric | PUZ-A24NHA7*** | PCA-A24KA* | 12.2 | 21 | 9.2 | Yes | No | 3 | 600 | 800 | 150 | 350 | 2025-01-01
201754461 | Mitsubishi Electric | PUZ-A24NHA7*** | PEAD-A24AA* | 12 | 19.2 | 9.1 | Yes | No | 3 | 600 | 800 | 150 | 350 | 2025-01-01
201754462 | Mitsubishi Electric | PUZ-A24NHA7*** | PKA-A24KA* | 12.2 | 21.3 | 9.3 | Yes | No | 3 | 600 | 800 | 150 | 350 | 2025-01-01
201754463 | Mitsubishi Electric | PUZ-A24NHA7*** | PVA-A24AA* | 12.1 | 20.5 | 8.3 | Yes | No | 1 | 400 | 600 | 100 | 300 | 2025-01-01
201754468 | Mitsubishi Electric | PUZ-A30NHA7*** | PEAD-A30AA* | 10 | 18.5 | 9.1 | No | N/A | 3 | 600 | 800 | 150 | 350 | 2025-01-01
201754469 | Mitsubishi Electric | PUZ-A30NHA7*** | PKA-A30KA* | 9.5 | 20 | 8.8 | No | N/A | 2 | 500 | 700 | 100 | 300 | 2025-01-01
201754470 | Mitsubishi Electric | PUZ-A30NHA7*** | PLA-A30EA* | 11.8 | 23.4 | 9.5 | Yes | No | 3 | 600 | 800 | 150 | 350 | 2025-01-01
201754474 | Mitsubishi Electric | PUZ-A36NKA7*** | PCA-A36KA* | 11 | 19.5 | 8.9 | No | N/A | 2 | 500 | 700 | 100 | 300 | 2025-01-01
201754475 | Mitsubishi Electric | PUZ-A36NKA7*** | PEAD-A36AA* | 12.1 | 18.7 | 8.6 | Yes | No | 2 | 500 | 700 | 100 | 300 | 2025-01-01
201754476 | Mitsubishi Electric | PUZ-A36NKA7*** | PKA-A36KA* | 10.8 | 19.4 | 8.4 | No | N/A | 1 | 400 | 600 | 100 | 300 | 2025-01-01
201754480 | Mitsubishi Electric | PUZ-A42NKA7*** | PCA-A42KA* | 10 | 17.7 | 9.4 | No | N/A | 3 | 600 | 800 | 150 | 350 | 2025-01-01
201754481 | Mitsubishi Electric | PUZ-A42NKA7*** | PEAD-A42AA* | 10.7 | 18.4 | 9 | No | N/A | 3 | 600 | 800 | 150 | 350 | 2025-01-01
201754482 | Mitsubishi Electric | PUZ-A42NKA7*** | PLA-A42EA* | 11.6 | 21.5 | 9.4 | No | N/A | 3 | 600 | 800 | 150 | 350 | 2025-01-01
201754483 | Mitsubishi Electric | PUZ-A42NKA7*** | PVA-A42AA* | 10.1 | 18.7 | 8.8 | No | N/A | 2 | 500 | 700 | 100 | 300 | 2025-01-01
201754543 | Mitsubishi Electric | PUZ-A12NKA7*** | PVA-A12AA* | 13.4 | 22 | 8.9 | Yes | No | 2 | 500 | 700 | 100 | 300 | 2025-01-01
201754544 | Mitsubishi Electric | PUZ-A18NKA7*** | PVA-A18AA* | 11.4 | 20.3 | 9 | No | N/A | 3 | 600 | 800 | 150 | 350 | 2025-01-01
201754545 | Mitsubishi Electric | PUZ-A30NHA7*** | PCA-A30KA* | 9.4 | 19.8 | 9.2 | No | N/A | 3 | 600 | 800 | 150 | 350 | 2025-01-01
201754546 | Mitsubishi Electric | PUZ-A30NHA7*** | PVA-A30AA* | 9.9 | 19.4 | 8.9 | No | N/A | 2 | 500 | 700 | 100 | 300 | 2025-01-01
201754547 | Mitsubishi Electric | PUZ-A36NKA7*** | PVA-A36AA* | 11 | 19.8 | 8.7 | No | N/A | 2 | 500 | 700 | 100 | 300 | 2025-01-01
209832469 | Mitsubishi Electric | MUZ-GL18NAH*** | MSZ-GL18NA*** | 13.4 | 20.5 | 9.3 | No | N/A | 3 | 600 | 800 | 150 | 350 | 2025-01-01
213362186 | Mitsubishi Electric | PUZ-HA36NKA* | PEAD-A36AA9 | 12.7 | 17.6 | 9.3 | Yes | Both | 3 | 600 | 800 | 150 | 350 | 2025-01-01
211259280 | Mitsubishi Electric | PUZ-HA42NKA1 | PCA-A42KA* | 10 | 15.5 | 9 | Yes | Yes | 2 | 500 | 700 | 100 | 300 | 2025-01-01
211259282 | Mitsubishi Electric | PUZ-HA42NKA1 | PVA-A42AA* | 9.8 | 15.4 | 9.3 | Yes | Yes | 2 | 500 | 700 | 100 | 300 | 2025-01-01
213249015 | Mitsubishi Electric | PUZ-A12NKA8*** | PKA-A12LA* | 13.3 | 21.3 | 10.2 | Yes | No | 4 | 700 | 900 | 150 | 350 | 2025-01-01
213249016 | Mitsubishi Electric | PUZ-A18NKA8*** | PLA-A18EA* | 14.4 | 25 | 9.2 | Yes | No | 3 | 600 | 800 | 150 | 350 | 2025-01-01
213249017 | Mitsubishi Electric | PUZ-A18NKA8*** | PVA-A18AA* | 11.4 | 20.3 | 9 | No | N/A | 3 | 600 | 800 | 150 | 350 | 2025-01-01
213362177 | Mitsubishi Electric | SUZ-KA36NAHZ* | PEAD-A36AA9 | 12.5 | 15.2 | 9.3 | Yes | Yes | 2 | 500 | 700 | 100 | 300 | 2025-01-01
213362173 | Mitsubishi Electric | SUZ-KA30NAHZ* | PEAD-A30AA9 | 12.5 | 17.8 | 8.6 | Yes | Yes | 2 | 500 | 700 | 100 | 300 | 2025-01-01
213617708 | Mitsubishi Electric | PUZ-HA36NKA1*** | PKA-A36KA* | 12.4 | 18.7 | 9 | Yes | Both | 3 | 600 | 800 | 150 | 350 | 2025-01-01
213617709 | Mitsubishi Electric | PUZ-HA36NKA1*** | PCA-A36KA* | 12.5 | 18 | 9.2 | Yes | Both | 3 | 600 | 800 | 150 | 350 | 2025-01-01
211259270 | Mitsubishi Electric | PUZ-HA24NHA1 | PCA-A24KA* | 12.5 | 18.7 | 9.5 | Yes | Both | 3 | 600 | 800 | 150 | 350 | 2025-01-01
211259272 | Mitsubishi Electric | PUZ-HA24NHA1 | PVA-A24AA* | 11.4 | 19 | 9.4 | Yes | Yes | 3 | 600 | 800 | 150 | 350 | 2025-01-01
211259273 | Mitsubishi Electric | PUZ-HA30NKA | PCA-A30KA* | 12.6 | 17.9 | 8.5 | Yes | Both | 2 | 500 | 700 | 100 | 300 | 2025-01-01
211273266 | Mitsubishi Electric | PUZ-HA42NKA1 | PLA-A42EA* | 10.7 | 16.3 | 9 | Yes | Yes | 3 | 600 | 800 | 150 | 350 | 2025-01-01
211273267 | Mitsubishi Electric | PUZ-HA30NKA | PKA-A30KA* | 12.8 | 18.5 | 8.5 | Yes | Both | 2 | 500 | 700 | 100 | 300 | 2025-01-01
213617712 | Mitsubishi Electric | PUZ-HA42NKA2*** | PCA-A42KA* | 10.3 | 15.5 | 9 | Yes | Yes | 2 | 500 | 700 | 100 | 300 | 2025-01-01
213617713 | Mitsubishi Electric | PUZ-HA42NKA2*** | PVA-A42AA* | 10.6 | 15.4 | 9.3 | Yes | Yes | 2 | 500 | 700 | 100 | 300 | 2025-01-01
215912359 | Mitsubishi Electric | MUZ-FX24NLHZ*** | MSZ-FX24NL*** | 13.35 | 23.5 | 10.5 | Yes | Both | 4 | 700 | 900 | 150 | 350 | 2025-01-01
215747648 | Mitsubishi Electric | PUZ-AH30NL*** | PAA-AA30NL*** | 9.9 | 16.1 | 8.9 | No | N/A | 2 | 500 | 700 | 100 | 300 | 2025-01-01
215747649 | Mitsubishi Electric | PUZ-AH30NL*** | PAA-BA30NL*** | 9.9 | 16.1 | 8.9 | No | N/A | 2 | 500 | 700 | 100 | 300 | 2025-01-01
215748456 | Mitsubishi Electric | SUZ-AA36NL*** | PEAD-AA36NL*** | 10.7 | 19.4 | 9.3 | No | N/A | 3 | 600 | 800 | 150 | 350 | 2025-01-01
215748459 | Mitsubishi Electric | SUZ-AA36NL*** | SVZ-AP36NL*** | 9.3 | 15.8 | 8.2 | No | N/A | 1 | 400 | 600 | 100 | 300 | 2025-01-01
215748461 | Mitsubishi Electric | SUZ-AA30NL*** | SVZ-AP30NL*** | 11.2 | 17.8 | 9 | Yes | No | 3 | 600 | 800 | 150 | 350 | 2025-01-01
215748463 | Mitsubishi Electric | SUZ-AA09NLHZ*** | MSZ-EX09NLB*** | 12.6 | 17.4 | 10 | Yes | Both | 4 | 700 | 900 | 150 | 350 | 2025-01-01
215748466 | Mitsubishi Electric | SUZ-AA09NLHZ*** | MSZ-EX09NLS*** | 12.6 | 17.4 | 10 | Yes | Both | 4 | 700 | 900 | 150 | 350 | 2025-01-01
215748468 | Mitsubishi Electric | SUZ-AA09NLHZ*** | MSZ-EX09NLW*** | 12.6 | 17.4 | 10 | Yes | Both | 4 | 700 | 900 | 150 | 350 | 2025-01-01
215748470 | Mitsubishi Electric | SUZ-AA09NL*** | MSZ-EX09NLB*** | 12.8 | 21.7 | 12.9 | Yes | No | 4 | 700 | 900 | 150 | 350 | 2025-01-01
215748472 | Mitsubishi Electric | SUZ-AA09NL*** | MSZ-EX09NLS*** | 12.8 | 21.7 | 12.9 | Yes | No | 4 | 700 | 900 | 150 | 350 | 2025-01-01
215748474 | Mitsubishi Electric | SUZ-AA09NL*** | MSZ-EX09NLW*** | 12.8 | 21.7 | 12.9 | Yes | No | 4 | 700 | 900 | 150 | 350 | 2025-01-01
215748477 | Mitsubishi Electric | SUZ-AA18NLHZ*** | MSZ-EX18NLB*** | 11.7 | 17.5 | 10.2 | Yes | Both | 4 | 700 | 900 | 150 | 350 | 2025-01-01
215748479 | Mitsubishi Electric | SUZ-AA18NLHZ*** | MSZ-EX18NLS*** | 11.7 | 17.5 | 10.2 | Yes | Both | 4 | 700 | 900 | 150 | 350 | 2025-01-01
215748482 | Mitsubishi Electric | SUZ-AA18NLHZ*** | MSZ-EX18NLW*** | 11.7 | 17.5 | 10.2 | Yes | Both | 4 | 700 | 900 | 150 | 350 | 2025-01-01
215748484 | Mitsubishi Electric | SUZ-AA18NL*** | MSZ-EX18NLB*** | 11.7 | 17.5 | 10.6 | Yes | No | 4 | 700 | 900 | 150 | 350 | 2025-01-01
215748486 | Mitsubishi Electric | SUZ-AA18NL*** | MSZ-EX18NLS*** | 11.7 | 17.5 | 10.6 | Yes | No | 4 | 700 | 900 | 150 | 350 | 2025-01-01
215748487 | Mitsubishi Electric | SUZ-AA18NL*** | MSZ-EX18NLW*** | 11.7 | 17.5 | 10.6 | Yes | No | 4 | 700 | 900 | 150 | 350 | 2025-01-01
215748489 | Mitsubishi Electric | SUZ-AA12NL*** | MSZ-EX12NLB*** | 12.2 | 21.7 | 10 | Yes | No | 4 | 700 | 900 | 150 | 350 | 2025-01-01
215748491 | Mitsubishi Electric | SUZ-AA12NL*** | MSZ-EX12NLS*** | 12.2 | 21.7 | 10 | Yes | No | 4 | 700 | 900 | 150 | 350 | 2025-01-01
215748493 | Mitsubishi Electric | SUZ-AA12NL*** | MSZ-EX12NLW*** | 12.2 | 21.7 | 10 | Yes | No | 4 | 700 | 900 | 150 | 350 | 2025-01-01
215748495 | Mitsubishi Electric | SUZ-AA12NLHZ*** | MSZ-EX12NLB*** | 14.1 | 17.6 | 10 | Yes | Both | 4 | 700 | 900 | 150 | 350 | 2025-01-01
215748497 | Mitsubishi Electric | SUZ-AA12NLHZ*** | MSZ-EX12NLS*** | 14.1 | 17.6 | 10 | Yes | Both | 4 | 700 | 900 | 150 | 350 | 2025-01-01
215748500 | Mitsubishi Electric | SUZ-AA12NLHZ*** | MSZ-EX12NLW*** | 14.1 | 17.6 | 10 | Yes | Both | 4 | 700 | 900 | 150 | 350 | 2025-01-01
215748501 | Mitsubishi Electric | SUZ-AA15NL*** | MSZ-EX15NLB*** | 12.1 | 20.9 | 10.6 | Yes | No | 4 | 700 | 900 | 150 | 350 | 2025-01-01
215748504 | Mitsubishi Electric | SUZ-AA15NL*** | MSZ-EX15NLS*** | 12.1 | 20.9 | 10.6 | Yes | No | 4 | 700 | 900 | 150 | 350 | 2025-01-01
215748506 | Mitsubishi Electric | SUZ-AA15NL*** | MSZ-EX15NLW*** | 12.1 | 20.9 | 10.6 | Yes | No | 4 | 700 | 900 | 150 | 350 | 2025-01-01
215748508 | Mitsubishi Electric | SUZ-AA15NLHZ*** | MSZ-EX15NLB*** | 11.9 | 17.5 | 9.8 | Yes | Both | 3 | 600 | 800 | 150 | 350 | 2025-01-01
215748510 | Mitsubishi Electric | SUZ-AA15NLHZ*** | MSZ-EX15NLS*** | 11.9 | 17.5 | 9.8 | Yes | Both | 3 | 600 | 800 | 150 | 350 | 2025-01-01
215748513 | Mitsubishi Electric | SUZ-AA15NLHZ*** | MSZ-EX15NLW*** | 11.9 | 17.5 | 9.8 | Yes | Both | 3 | 600 | 800 | 150 | 350 | 2025-01-01
215734892 | Mitsubishi Electric | SUZ-AA09NL*** | SLZ-AF09NL*** | 13.2 | 21 | 11.8 | No | N/A | 4 | 700 | 900 | 150 | 350 | 2025-01-01
215734893 | Mitsubishi Electric | SUZ-AA09NL*** | MLZ-KX09NL*** | 11.8 | 20.9 | 12.2 | No | N/A | 4 | 700 | 900 | 150 | 350 | 2025-01-01
215734894 | Mitsubishi Electric | SUZ-AA09NL*** | MFZ-KX09NL*** | 12.6 | 21.6 | 12.3 | No | N/A | 4 | 700 | 900 | 150 | 350 | 2025-01-01
215734895 | Mitsubishi Electric | SUZ-AA09NL*** | PEAD-AA09NL*** | 13.2 | 18.8 | 11.5 | Yes | No | 4 | 700 | 900 | 150 | 350 | 2025-01-01
215734896 | Mitsubishi Electric | SUZ-AA12NL*** | SLZ-AF12NL*** | 12.5 | 20.3 | 9.7 | No | N/A | 3 | 600 | 800 | 150 | 350 | 2025-01-01
215734897 | Mitsubishi Electric | SUZ-AA12NL*** | MLZ-KX12NL*** | 11.8 | 20.7 | 10 | Yes | No | 4 | 700 | 900 | 150 | 350 | 2025-01-01
215734898 | Mitsubishi Electric | SUZ-AA12NL*** | MFZ-KX12NL*** | 12.6 | 19.6 | 8.7 | Yes | No | 2 | 500 | 700 | 100 | 300 | 2025-01-01
215734899 | Mitsubishi Electric | SUZ-AA12NL*** | PEAD-AA12NL*** | 12.5 | 19.7 | 9.7 | Yes | No | 3 | 600 | 800 | 150 | 350 | 2025-01-01
215734900 | Mitsubishi Electric | SUZ-AA12NL*** | SVZ-AP12NL*** | 12.1 | 18.4 | 9.7 | Yes | No | 3 | 600 | 800 | 150 | 350 | 2025-01-01
215734901 | Mitsubishi Electric | SUZ-AA15NL*** | SLZ-AF15NL*** | 12 | 20.6 | 10.1 | Yes | No | 4 | 700 | 900 | 150 | 350 | 2025-01-01
215734902 | Mitsubishi Electric | SUZ-AA15NL*** | MFZ-KX15NL*** | 13 | 20.1 | 10.5 | Yes | No | 4 | 700 | 900 | 150 | 350 | 2025-01-01
215734903 | Mitsubishi Electric | SUZ-AA15NL*** | PEAD-AA15NL*** | 12.2 | 18.8 | 9.7 | Yes | No | 3 | 600 | 800 | 150 | 350 | 2025-01-01
215734904 | Mitsubishi Electric | SUZ-AA24NL*** | PEAD-AA24NL*** | 12.2 | 21.2 | 10 | Yes | No | 4 | 700 | 900 | 150 | 350 | 2025-01-01
215734905 | Mitsubishi Electric | SUZ-AA24NL*** | SVZ-AP24NL*** | 11.8 | 19.5 | 9.4 | Yes | No | 3 | 600 | 800 | 150 | 350 | 2025-01-01
215734906 | Mitsubishi Electric | SUZ-AA30NL*** | PEAD-AA30NL*** | 11.7 | 20.3 | 9.5 | Yes | No | 3 | 600 | 800 | 150 | 350 | 2025-01-01
215734907 | Mitsubishi Electric | SUZ-AA09NLHZ*** | SLZ-AF09NL*** | 12.5 | 16.6 | 9.3 | Yes | Both | 3 | 600 | 800 | 150 | 350 | 2025-01-01
215734908 | Mitsubishi Electric | SUZ-AA09NLHZ*** | MLZ-KX09NL*** | 12.3 | 16.7 | 9.7 | Yes | Both | 3 | 600 | 800 | 150 | 350 | 2025-01-01
215734909 | Mitsubishi Electric | SUZ-AA09NLHZ*** | MFZ-KX09NL*** | 12.5 | 17 | 10 | Yes | Both | 4 | 700 | 900 | 150 | 350 | 2025-01-01
215734910 | Mitsubishi Electric | SUZ-AA09NLHZ*** | PEAD-AA09NL*** | 12 | 15.8 | 9.1 | Yes | Both | 2 | 500 | 700 | 100 | 300 | 2025-01-01
215734911 | Mitsubishi Electric | SUZ-AA12NLHZ*** | SLZ-AF12NL*** | 13.9 | 16.8 | 9.4 | Yes | Both | 3 | 600 | 800 | 150 | 350 | 2025-01-01
215734912 | Mitsubishi Electric | SUZ-AA12NLHZ*** | MLZ-KX12NL*** | 13.3 | 16.7 | 9.6 | Yes | Both | 3 | 600 | 800 | 150 | 350 | 2025-01-01
215734913 | Mitsubishi Electric | SUZ-AA12NLHZ*** | MFZ-KX12NL*** | 13.9 | 17.2 | 10 | Yes | Both | 4 | 700 | 900 | 150 | 350 | 2025-01-01
215734914 | Mitsubishi Electric | SUZ-AA12NLHZ*** | PEAD-AA12NL*** | 13.6 | 17 | 9.5 | Yes | Both | 3 | 600 | 800 | 150 | 350 | 2025-01-01
215734915 | Mitsubishi Electric | SUZ-AA12NLHZ*** | SVZ-AP12NL*** | 12.6 | 16.1 | 9.3 | Yes | Both | 3 | 600 | 800 | 150 | 350 | 2025-01-01
215734916 | Mitsubishi Electric | SUZ-AA15NLHZ*** | SLZ-AF15NL*** | 12.7 | 17 | 9.2 | Yes | Both | 3 | 600 | 800 | 150 | 350 | 2025-01-01
215734917 | Mitsubishi Electric | SUZ-AA15NLHZ*** | MFZ-KX15NL*** | 12.8 | 17.3 | 10 | Yes | Both | 4 | 700 | 900 | 150 | 350 | 2025-01-01
215734918 | Mitsubishi Electric | SUZ-AA15NLHZ*** | PEAD-AA15NL*** | 13 | 17.2 | 10.2 | Yes | Both | 4 | 700 | 900 | 150 | 350 | 2025-01-01
215734919 | Mitsubishi Electric | SUZ-AA18NLHZ*** | SLZ-AF18NL*** | 12 | 17.5 | 9.3 | Yes | Both | 3 | 600 | 800 | 150 | 350 | 2025-01-01
215734920 | Mitsubishi Electric | SUZ-AA18NLHZ*** | MLZ-KX18NL*** | 11.7 | 17.2 | 9.5 | Yes | Both | 3 | 600 | 800 | 150 | 350 | 2025-01-01
215734921 | Mitsubishi Electric | SUZ-AA18NLHZ*** | MFZ-KX18NL*** | 12.4 | 17.2 | 9.9 | Yes | Both | 3 | 600 | 800 | 150 | 350 | 2025-01-01
215734922 | Mitsubishi Electric | SUZ-AA18NLHZ*** | PEAD-AA18NL*** | 12.7 | 17.3 | 10 | Yes | Both | 4 | 700 | 900 | 150 | 350 | 2025-01-01
215734923 | Mitsubishi Electric | SUZ-AA18NLHZ*** | SVZ-AP18NL*** | 12 | 16.2 | 9.5 | Yes | Both | 3 | 600 | 800 | 150 | 350 | 2025-01-01
215734924 | Mitsubishi Electric | SUZ-AA18NL*** | SLZ-AF18NL*** | 12 | 17.5 | 9.6 | Yes | No | 3 | 600 | 800 | 150 | 350 | 2025-01-01
215734925 | Mitsubishi Electric | SUZ-AA18NL*** | MLZ-KX18NL*** | 11.7 | 17.2 | 10 | Yes | No | 4 | 700 | 900 | 150 | 350 | 2025-01-01
215734926 | Mitsubishi Electric | SUZ-AA18NL*** | MFZ-KX18NL*** | 12.4 | 17.2 | 10.3 | Yes | No | 4 | 700 | 900 | 150 | 350 | 2025-01-01
215734927 | Mitsubishi Electric | SUZ-AA18NL*** | PEAD-AA18NL*** | 12.7 | 17.2 | 10.4 | Yes | No | 4 | 700 | 900 | 150 | 350 | 2025-01-01
215734928 | Mitsubishi Electric | SUZ-AA18NL*** | SVZ-AP18NL*** | 12 | 16.2 | 9.8 | Yes | No | 3 | 600 | 800 | 150 | 350 | 2025-01-01
215712171 | Mitsubishi Electric | PUZ-AK12NL*** | PLA-AE12NL*** | 17.1 | 24.8 | 10.9 | Yes | No | 4 | 700 | 900 | 150 | 350 | 2025-01-01
215712172 | Mitsubishi Electric | PUZ-AK12NL*** | PKA-AL12NL*** | 14.8 | 21.1 | 10.1 | Yes | No | 4 | 700 | 900 | 150 | 350 | 2025-01-01
215712173 | Mitsubishi Electric | PUZ-AK12NL*** | PEAD-AA12NL*** | 14.4 | 20 | 9.5 | Yes | No | 3 | 600 | 800 | 150 | 350 | 2025-01-01
215712174 | Mitsubishi Electric | PUZ-AK12NL*** | PVA-AA12NL*** | 14.2 | 20 | 9.8 | Yes | No | 3 | 600 | 800 | 150 | 350 | 2025-01-01
215712175 | Mitsubishi Electric | PUZ-AK18NL*** | PLA-AE18NL*** | 13.7 | 24.7 | 9.8 | Yes | No | 3 | 600 | 800 | 150 | 350 | 2025-01-01
215712176 | Mitsubishi Electric | PUZ-AK18NL*** | PEAD-AA18NL*** | 11.7 | 20.1 | 8.8 | Yes | No | 2 | 500 | 700 | 100 | 300 | 2025-01-01
215712177 | Mitsubishi Electric | PUZ-AK18NL*** | PVA-AA18NL*** | 11.7 | 18.6 | 8.6 | Yes | No | 2 | 500 | 700 | 100 | 300 | 2025-01-01
215712178 | Mitsubishi Electric | PUZ-AH24NL*** | PLA-AE24NL*** | 13.2 | 22.6 | 9.8 | Yes | No | 3 | 600 | 800 | 150 | 350 | 2025-01-01
215712179 | Mitsubishi Electric | PUZ-AH24NL*** | PKA-AK24NL*** | 12 | 21.1 | 9.2 | Yes | No | 3 | 600 | 800 | 150 | 350 | 2025-01-01
215712180 | Mitsubishi Electric | PUZ-AH24NL*** | PCA-AK24NL*** | 12 | 20.2 | 9.3 | Yes | No | 3 | 600 | 800 | 150 | 350 | 2025-01-01
215712181 | Mitsubishi Electric | PUZ-AH24NL*** | PEAD-AA24NL*** | 12 | 19.6 | 9.1 | Yes | No | 3 | 600 | 800 | 150 | 350 | 2025-01-01
215712182 | Mitsubishi Electric | PUZ-AH24NL*** | PVA-AA24NL*** | 12 | 19.2 | 8.9 | Yes | No | 2 | 500 | 700 | 100 | 300 | 2025-01-01
215712183 | Mitsubishi Electric | PUZ-AH24NL*** | PAA-AA18NL*** | 12.8 | 17.9 | 8.8 | Yes | No | 2 | 500 | 700 | 100 | 300 | 2025-01-01
215712184 | Mitsubishi Electric | PUZ-AH24NL*** | PAA-BA18NL*** | 12.8 | 17.9 | 8.8 | Yes | No | 2 | 500 | 700 | 100 | 300 | 2025-01-01
215712185 | Mitsubishi Electric | PUZ-AH24NL*** | PAA-AA24NL*** | 12 | 17.8 | 8.7 | Yes | No | 2 | 500 | 700 | 100 | 300 | 2025-01-01
215712186 | Mitsubishi Electric | PUZ-AH24NL*** | PAA-BA24NL*** | 12 | 17.8 | 8.7 | Yes | No | 2 | 500 | 700 | 100 | 300 | 2025-01-01
215712187 | Mitsubishi Electric | PUZ-AH30NL*** | PLA-AE30NL*** | 11.7 | 21.9 | 10.3 | Yes | No | 4 | 700 | 900 | 150 | 350 | 2025-01-01
215712188 | Mitsubishi Electric | PUZ-AK36NL*** | PLA-AE36NL*** | 13.7 | 23.3 | 9.8 | Yes | No | 3 | 600 | 800 | 150 | 350 | 2025-01-01
215712189 | Mitsubishi Electric | PUZ-AK36NL*** | PKA-AK36NL*** | 12 | 20.3 | 9.4 | Yes | No | 3 | 600 | 800 | 150 | 350 | 2025-01-01
215712190 | Mitsubishi Electric | PUZ-AK36NL*** | PCA-AK36NL*** | 12.2 | 20.6 | 9.1 | Yes | No | 3 | 600 | 800 | 150 | 350 | 2025-01-01
215712191 | Mitsubishi Electric | PUZ-AK36NL*** | PEAD-AA36NL*** | 12.5 | 20.1 | 9.2 | Yes | No | 3 | 600 | 800 | 150 | 350 | 2025-01-01
215712192 | Mitsubishi Electric | PUZ-AK36NL*** | PVA-AA36NL*** | 12.1 | 19.5 | 9.2 | Yes | No | 3 | 600 | 800 | 150 | 350 | 2025-01-01
215712193 | Mitsubishi Electric | PUZ-AK36NL*** | PAA-BA36NL*** | 11.7 | 18.1 | 9.4 | Yes | No | 3 | 600 | 800 | 150 | 350 | 2025-01-01
215712194 | Mitsubishi Electric | PUZ-AK36NL*** | PAA-CA36NL*** | 11.7 | 18.1 | 9.4 | Yes | No | 3 | 600 | 800 | 150 | 350 | 2025-01-01
215712195 | Mitsubishi Electric | PUZ-AK42NL*** | PLA-AE42NL*** | 12 | 21 | 10.1 | Yes | No | 4 | 700 | 900 | 150 | 350 | 2025-01-01
215712196 | Mitsubishi Electric | PUZ-AK24NLHZ*** | PLA-AE24NL*** | 16.1 | 22.8 | 9.8 | Yes | Both | 3 | 600 | 800 | 150 | 350 | 2025-01-01
215712197 | Mitsubishi Electric | PUZ-AK24NLHZ*** | PKA-AK24NL*** | 14.5 | 21.8 | 9.4 | Yes | Both | 3 | 600 | 800 | 150 | 350 | 2025-01-01
215712198 | Mitsubishi Electric | PUZ-AK24NLHZ*** | PCA-AK24NL*** | 14.1 | 20 | 9.2 | Yes | Both | 3 | 600 | 800 | 150 | 350 | 2025-01-01
215712199 | Mitsubishi Electric | PUZ-AK24NLHZ*** | PEAD-AA24NL*** | 13.4 | 19.3 | 9 | Yes | Both | 3 | 600 | 800 | 150 | 350 | 2025-01-01
215712200 | Mitsubishi Electric | PUZ-AK24NLHZ*** | PVA-AA24NL*** | 13.6 | 19.7 | 8.8 | Yes | Both | 2 | 500 | 700 | 100 | 300 | 2025-01-01
215712201 | Mitsubishi Electric | PUZ-AK24NLHZ*** | PAA-AA18NL*** | 11.7 | 15.9 | 8.5 | Yes | Both | 2 | 500 | 700 | 100 | 300 | 2025-01-01
215712202 | Mitsubishi Electric | PUZ-AK24NLHZ*** | PAA-BA18NL*** | 11.7 | 15.9 | 8.5 | Yes | Both | 2 | 500 | 700 | 100 | 300 | 2025-01-01
215712203 | Mitsubishi Electric | PUZ-AK24NLHZ*** | PAA-AA24NL*** | 12.1 | 17 | 9.4 | Yes | Both | 3 | 600 | 800 | 150 | 350 | 2025-01-01
215712204 | Mitsubishi Electric | PUZ-AK24NLHZ*** | PAA-BA24NL*** | 12.1 | 17 | 9.4 | Yes | Both | 3 | 600 | 800 | 150 | 350 | 2025-01-01
215712205 | Mitsubishi Electric | PUZ-AK30NLHZ*** | PLA-AE30NL*** | 14 | 23.8 | 10.1 | Yes | Both | 4 | 700 | 900 | 150 | 350 | 2025-01-01
215712206 | Mitsubishi Electric | PUZ-AK30NLHZ*** | PKA-AK30NL*** | 12.7 | 23.2 | 9.9 | Yes | Both | 3 | 600 | 800 | 150 | 350 | 2025-01-01
215712207 | Mitsubishi Electric | PUZ-AK30NLHZ*** | PCA-AK30NL*** | 12.3 | 21.9 | 9.4 | Yes | Both | 3 | 600 | 800 | 150 | 350 | 2025-01-01
215712208 | Mitsubishi Electric | PUZ-AK30NLHZ*** | PEAD-AA30NL*** | 12.5 | 21.7 | 9.3 | Yes | Both | 3 | 600 | 800 | 150 | 350 | 2025-01-01
215712209 | Mitsubishi Electric | PUZ-AK30NLHZ*** | PVA-AA30NL*** | 13.5 | 21 | 9.3 | Yes | Both | 3 | 600 | 800 | 150 | 350 | 2025-01-01
215712210 | Mitsubishi Electric | PUZ-AK30NLHZ*** | PAA-AA30NL*** | 11.7 | 17.6 | 9 | Yes | Both | 3 | 600 | 800 | 150 | 350 | 2025-01-01
215712211 | Mitsubishi Electric | PUZ-AK30NLHZ*** | PAA-BA30NL*** | 11.7 | 17.6 | 9 | Yes | Both | 3 | 600 | 800 | 150 | 350 | 2025-01-01
215712212 | Mitsubishi Electric | PUZ-AK36NLHZ*** | PLA-AE36NL*** | 13.7 | 23.3 | 9.7 | Yes | Both | 3 | 600 | 800 | 150 | 350 | 2025-01-01
215712213 | Mitsubishi Electric | PUZ-AK36NLHZ*** | PKA-AK36NL*** | 11.9 | 22.1 | 9.6 | Yes | Both | 3 | 600 | 800 | 150 | 350 | 2025-01-01
215712214 | Mitsubishi Electric | PUZ-AK36NLHZ*** | PCA-AK36NL*** | 12.2 | 22.2 | 9.5 | Yes | Both | 3 | 600 | 800 | 150 | 350 | 2025-01-01
215712215 | Mitsubishi Electric | PUZ-AK36NLHZ*** | PEAD-AA36NL*** | 12.5 | 21.7 | 9.3 | Yes | Both | 3 | 600 | 800 | 150 | 350 | 2025-01-01
215712216 | Mitsubishi Electric | PUZ-AK36NLHZ*** | PVA-AA36NL*** | 12.1 | 21.2 | 9.2 | Yes | Both | 3 | 600 | 800 | 150 | 350 | 2025-01-01
215712217 | Mitsubishi Electric | PUZ-AK36NLHZ*** | PAA-BA36NL*** | 11.7 | 18.1 | 9.4 | Yes | Both | 3 | 600 | 800 | 150 | 350 | 2025-01-01
215712218 | Mitsubishi Electric | PUZ-AK36NLHZ*** | PAA-CA36NL*** | 11.7 | 18.1 | 9.4 | Yes | Both | 3 | 600 | 800 | 150 | 350 | 2025-01-01
215712219 | Mitsubishi Electric | PUZ-AK42NLHZ*** | PLA-AE42NL*** | 11.8 | 20 | 9.2 | Yes | Both | 3 | 600 | 800 | 150 | 350 | 2025-01-01
215712220 | Mitsubishi Electric | PUZ-AK42NLHZ*** | PEAD-AA42NL*** | 11 | 18.3 | 8.5 | Yes | Yes | 2 | 500 | 700 | 100 | 300 | 2025-01-01
215712221 | Mitsubishi Electric | PUZ-AK42NLHZ*** | PVA-AA42NL*** | 11.4 | 18.7 | 8.7 | Yes | Yes | 2 | 500 | 700 | 100 | 300 | 2025-01-01
215712222 | Mitsubishi Electric | PUZ-AK42NLHZ*** | PAA-BA42NL*** | 10.8 | 17.1 | 8.7 | Yes | Yes | 2 | 500 | 700 | 100 | 300 | 2025-01-01
215712223 | Mitsubishi Electric | PUZ-AK42NLHZ*** | PAA-CA42NL*** | 10.8 | 17.1 | 8.7 | Yes | Yes | 2 | 500 | 700 | 100 | 300 | 2025-01-01
215712224 | Mitsubishi Electric | PUZ-AK48NLHZ*** | PLA-AE48NL*** | 10.5 | 20.1 | 9.2 | Yes | Yes | 3 | 600 | 800 | 150 | 350 | 2025-01-01
215712225 | Mitsubishi Electric | PUZ-AK18NL*** | PKA-AL18NL*** | 11 | 19.5 | 8.9 | No | N/A | 2 | 500 | 700 | 100 | 300 | 2025-01-01
215712226 | Mitsubishi Electric | PUZ-AH30NL*** | PKA-AK30NL*** | 10.1 | 19.7 | 9.2 | No | N/A | 3 | 600 | 800 | 150 | 350 | 2025-01-01
215712227 | Mitsubishi Electric | PUZ-AH30NL*** | PCA-AK30NL*** | 9.8 | 18.7 | 9.2 | No | N/A | 3 | 600 | 800 | 150 | 350 | 2025-01-01
215712228 | Mitsubishi Electric | PUZ-AH30NL*** | PEAD-AA30NL*** | 9.9 | 18.2 | 9.1 | No | N/A | 3 | 600 | 800 | 150 | 350 | 2025-01-01
215712229 | Mitsubishi Electric | PUZ-AH30NL*** | PVA-AA30NL*** | 9.9 | 18 | 8.5 | No | N/A | 2 | 500 | 700 | 100 | 300 | 2025-01-01
215712230 | Mitsubishi Electric | PUZ-AK42NL*** | PCA-AK42NL*** | 10.9 | 20.4 | 9.9 | No | N/A | 3 | 600 | 800 | 150 | 350 | 2025-01-01
215712231 | Mitsubishi Electric | PUZ-AK42NL*** | PEAD-AA42NL*** | 11.1 | 18.7 | 9.3 | Yes | No | 3 | 600 | 800 | 150 | 350 | 2025-01-01
215712232 | Mitsubishi Electric | PUZ-AK42NL*** | PVA-AA42NL*** | 11.1 | 19.1 | 9.4 | No | N/A | 3 | 600 | 800 | 150 | 350 | 2025-01-01
215712233 | Mitsubishi Electric | PUZ-AK42NL*** | PAA-BA42NL*** | 10.3 | 17.1 | 9.3 | No | N/A | 3 | 600 | 800 | 150 | 350 | 2025-01-01
215712234 | Mitsubishi Electric | PUZ-AK42NL*** | PAA-CA42NL*** | 10.3 | 17.1 | 9.3 | No | N/A | 3 | 600 | 800 | 150 | 350 | 2025-01-01
215712235 | Mitsubishi Electric | PUZ-AK48NL*** | PLA-AE48NL*** | 10.4 | 19.4 | 9.4 | No | N/A | 3 | 600 | 800 | 150 | 350 | 2025-01-01
215712236 | Mitsubishi Electric | PUZ-AK42NLHZ*** | PCA-AK42NL*** | 10.2 | 19.6 | 8.6 | No | N/A | 2 | 500 | 700 | 100 | 300 | 2025-01-01
215712237 | Mitsubishi Electric | SUZ-AK24NLHZ*** | PEAD-AA24NL*** | 12.3 | 17.3 | 8.5 | Yes | Both | 2 | 500 | 700 | 100 | 300 | 2025-01-01
215712238 | Mitsubishi Electric | SUZ-AK24NLHZ*** | SVZ-AP24NL*** | 11.7 | 18.6 | 8.6 | Yes | Both | 2 | 500 | 700 | 100 | 300 | 2025-01-01
215712239 | Mitsubishi Electric | SUZ-AK30NLHZ*** | PEAD-AA30NL*** | 12.3 | 19.5 | 8.5 | Yes | Both | 2 | 500 | 700 | 100 | 300 | 2025-01-01
215712240 | Mitsubishi Electric | SUZ-AK30NLHZ*** | SVZ-AP30NL*** | 13 | 17.1 | 9.2 | Yes | Both | 3 | 600 | 800 | 150 | 350 | 2025-01-01
215712241 | Mitsubishi Electric | SUZ-AK36NLHZ*** | PEAD-AA36NL*** | 12.3 | 19.5 | 8.5 | Yes | Both | 2 | 500 | 700 | 100 | 300 | 2025-01-01
215712242 | Mitsubishi Electric | SUZ-AK36NLHZ*** | SVZ-AP36NL*** | 10.5 | 15.2 | 9.1 | Yes | Yes | 2 | 500 | 700 | 100 | 300 | 2025-01-01
215611124 | Mitsubishi Electric | MUZ-FX06NLHZ*** | MSZ-FX06NL*** | 21.45 | 35 | 13 | Yes | Both | 4 | 700 | 900 | 150 | 350 | 2025-01-01
215611125 | Mitsubishi Electric | MUZ-FX09NLHZ*** | MSZ-FX09NL*** | 18.35 | 33.1 | 13.3 | Yes | Both | 4 | 700 | 900 | 150 | 350 | 2025-01-01
215611126 | Mitsubishi Electric | MUZ-FX12NLHZ*** | MSZ-FX12NL*** | 15.4 | 29.9 | 12.4 | Yes | Both | 4 | 700 | 900 | 150 | 350 | 2025-01-01
215611127 | Mitsubishi Electric | MUZ-FX15NLHZ*** | MSZ-FX15NL*** | 14.7 | 25.9 | 11 | Yes | Both | 4 | 700 | 900 | 150 | 350 | 2025-01-01
215611128 | Mitsubishi Electric | MUZ-FX18NLHZ*** | MSZ-FX18NL*** | 13.05 | 25.5 | 11.1 | Yes | Both | 4 | 700 | 900 | 150 | 350 | 2025-01-01
215447701 | Mitsubishi Electric | PUZ-A36NKA8*** | PKA-A36KA* | 10.8 | 19.4 | 8.4 | No | N/A | 1 | 400 | 600 | 100 | 300 | 2025-01-01
215445917 | Mitsubishi Electric | PUZ-A36NKA8*** | PLA-A36EA* | 12.9 | 22 | 9.3 | Yes | No | 3 | 600 | 800 | 150 | 350 | 2025-01-01
215445918 | Mitsubishi Electric | PUZ-A36NKA8*** | PVA-A36AA* | 11 | 19.8 | 8.7 | No | N/A | 2 | 500 | 700 | 100 | 300 | 2025-01-01
215445919 | Mitsubishi Electric | PUZ-A36NKA8*** | PCA-A36KA* | 11 | 19.5 | 8.9 | No | N/A | 2 | 500 | 700 | 100 | 300 | 2025-01-01
215862735 | Mitsubishi Electric | MUZ-WX24NL*** | MSZ-WX24NL*** | 8 | 18 | 8.5 | No | N/A | 2 | 500 | 700 | 100 | 300 | 2025-01-01
215862736 | Mitsubishi Electric | MUZ-GX18NL*** | MSZ-GX18NL*** | 14.05 | 22.5 | 10.3 | Yes | Both | 4 | 700 | 900 | 150 | 350 | 2025-01-01
215862737 | Mitsubishi Electric | MUZ-GX24NL*** | MSZ-GX24NL*** | 13 | 21.5 | 10.3 | Yes | Both | 4 | 700 | 900 | 150 | 350 | 2025-01-01
215862738 | Mitsubishi Electric | MUZ-GX30NL*** | MSZ-GX30NL*** | 9.05 | 19.2 | 8.9 | No | N/A | 2 | 500 | 700 | 100 | 300 | 2025-01-01
215862739 | Mitsubishi Electric | MUZ-GX36NL*** | MSZ-GX36NL*** | 8.4 | 18.5 | 8.5 | No | N/A | 2 | 500 | 700 | 100 | 300 | 2025-01-01
215862740 | Mitsubishi Electric | MUZ-GX18NLHZ*** | MSZ-GX18NL*** | 14.05 | 22.5 | 10 | Yes | Both | 4 | 700 | 900 | 150 | 350 | 2025-01-01
215862741 | Mitsubishi Electric | MUZ-GX24NLHZ*** | MSZ-GX24NL*** | 13 | 21.5 | 10 | Yes | Both | 4 | 700 | 900 | 150 | 350 | 2025-01-01
215862742 | Mitsubishi Electric | MUZ-HX18NL*** | MSZ-HX18NL*** | 12.55 | 20 | 9.5 | Yes | No | 3 | 600 | 800 | 150 | 350 | 2025-01-01
215862743 | Mitsubishi Electric | MUZ-HX24NL*** | MSZ-HX24NL*** | 11.75 | 20 | 9.5 | Yes | No | 3 | 600 | 800 | 150 | 350 | 2025-01-01
215560619 | Mitsubishi Electric | PUZ-HA24NHA1*** | PKA-A24KA* | 12.6 | 19.5 | 9.5 | Yes | Both | 3 | 600 | 800 | 150 | 350 | 2025-01-01
215560621 | Mitsubishi Electric | PUZ-HA24NHA1*** | PCA-A24KA* | 12.5 | 18.7 | 9.5 | Yes | Both | 3 | 600 | 800 | 150 | 350 | 2025-01-01
215560623 | Mitsubishi Electric | PUZ-HA24NHA1*** | PEAD-A24AA* | 11.3 | 16.2 | 9.2 | Yes | Yes | 3 | 600 | 800 | 150 | 350 | 2025-01-01
215560625 | Mitsubishi Electric | SUZ-KA24NAHZ*** | PEAD-A24AA* | 11.3 | 16.2 | 9.2 | Yes | Both | 3 | 600 | 800 | 150 | 350 | 2025-01-01
215560627 | Mitsubishi Electric | SUZ-KA24NAHZ*** | PEAD-A24AA9 | 11.7 | 16.7 | 9.4 | Yes | Yes | 3 | 600 | 800 | 150 | 350 | 2025-01-01
215560629 | Mitsubishi Electric | SUZ-KA24NAHZ*** | SVZ-KP24NA* | 9.9 | 16 | 8.4 | No | N/A | 1 | 400 | 600 | 100 | 300 | 2025-01-01
207679249 | Mitsubishi Electric | MUZ-GS15NAH*** | MSZ-GS15NA*** | 12.75 | 21 | 10.4 | Yes | Both | 4 | 700 | 900 | 150 | 350 | 2025-01-01
207679250 | Mitsubishi Electric | MUZ-GS18NAH*** | MSZ-GS18NA*** | 13.45 | 21.5 | 10 | Yes | No | 4 | 700 | 900 | 150 | 350 | 2025-01-01
207679251 | Mitsubishi Electric | MUZ-GS24NAH*** | MSZ-GS24NA*** | 12.6 | 21.5 | 10.1 | Yes | Both | 4 | 700 | 900 | 150 | 350 | 2025-01-01
201754454 | Mitsubishi Electric | PUZ-A18NKA7*** | PEAD-A18AA* | 10.3 | 18.7 | 8.6 | No | N/A | 2 | 500 | 700 | 100 | 300 | 2025-01-01
213249023 | Mitsubishi Electric | PUZ-A24NHA8*** | PCA-A24KA* | 12.2 | 21 | 9.2 | Yes | No | 3 | 600 | 800 | 150 | 350 | 2025-01-01
213249024 | Mitsubishi Electric | PUZ-A24NHA8*** | PEAD-A24AA* | 12.2 | 20 | 9.2 | Yes | No | 3 | 600 | 800 | 150 | 350 | 2025-01-01
213617703 | Mitsubishi Electric | PUZ-HA30NKA1*** | PLA-A30EA* | 14.1 | 20.2 | 8.8 | Yes | Both | 2 | 500 | 700 | 100 | 300 | 2025-01-01
213617704 | Mitsubishi Electric | PUZ-HA30NKA1*** | PKA-A30KA* | 12.8 | 18.5 | 8.5 | Yes | Both | 2 | 500 | 700 | 100 | 300 | 2025-01-01
213617705 | Mitsubishi Electric | PUZ-HA30NKA1*** | PCA-A30KA* | 12.6 | 17.9 | 8.5 | Yes | Both | 2 | 500 | 700 | 100 | 300 | 2025-01-01
213617706 | Mitsubishi Electric | PUZ-HA30NKA1*** | PVA-A30AA* | 13 | 18 | 8.7 | Yes | Both | 2 | 500 | 700 | 100 | 300 | 2025-01-01
213617707 | Mitsubishi Electric | PUZ-HA36NKA1*** | PLA-A36EA* | 13 | 20 | 9 | Yes | Both | 3 | 600 | 800 | 150 | 350 | 2025-01-01
213617710 | Mitsubishi Electric | PUZ-HA36NKA1*** | PVA-A36AA* | 13.2 | 18.2 | 10 | Yes | Both | 4 | 700 | 900 | 150 | 350 | 2025-01-01
213617711 | Mitsubishi Electric | PUZ-HA42NKA2*** | PLA-A42EA* | 10.7 | 16.3 | 9 | Yes | Yes | 3 | 600 | 800 | 150 | 350 | 2025-01-01
213617714 | Mitsubishi Electric | SUZ-KA30NAHZ1*** | SVZ-KP30NA* | 12.8 | 15.2 | 8.5 | Yes | Yes | 2 | 500 | 700 | 100 | 300 | 2025-01-01
213617715 | Mitsubishi Electric | SUZ-KA36NAHZ1*** | SVZ-KP36NA* | 9.5 | 16 | 9 | No | N/A | 3 | 600 | 800 | 150 | 350 | 2025-01-01
213617731 | Mitsubishi Electric | PUZ-HA30NKA1*** | PAA-A30AA* | 12 | 15.2 | 8.8 | No | N/A | 2 | 500 | 700 | 100 | 300 | 2025-01-01
213617732 | Mitsubishi Electric | PUZ-HA30NKA1*** | PAA-A30BA* | 12 | 15.2 | 8.8 | No | N/A | 2 | 500 | 700 | 100 | 300 | 2025-01-01
209832269 | Mitsubishi Electric | MUZ-HM24NA*** | MSZ-HM24NA*** | 8.6 | 20 | 10 | No | N/A | 4 | 700 | 900 | 150 | 350 | 2025-01-01
209832270 | Mitsubishi Electric | MUZ-WR18NA*** | MSZ-WR18NA*** | 10 | 18 | 8.5 | No | N/A | 2 | 500 | 700 | 100 | 300 | 2025-01-01
209832271 | Mitsubishi Electric | MUZ-WR24NA*** | MSZ-WR24NA*** | 8 | 18 | 8.5 | No | N/A | 2 | 500 | 700 | 100 | 300 | 2025-01-01
204629234 | Mitsubishi Electric | MUZ-WR18NA*** | NAXWEL18A112A* | 10 | 18 | 8.5 | No | N/A | 2 | 500 | 700 | 100 | 300 | 2025-01-01
204629235 | Mitsubishi Electric | MUZ-WR24NA*** | NAXWEL24A112A* | 8 | 18 | 8.5 | No | N/A | 2 | 500 | 700 | 100 | 300 | 2025-01-01
213362194 | Mitsubishi Electric | PUZ-HA42NKA* | PEAD-A42AA9 | 10 | 15.4 | 8.9 | Yes | Yes | 2 | 500 | 700 | 100 | 300 | 2025-01-01
213362197 | Mitsubishi Electric | SUZ-KA36NA* | PEAD-A36AA9 | 9.4 | 17.5 | 9.8 | No | N/A | 3 | 600 | 800 | 150 | 350 | 2025-01-01
213362198 | Mitsubishi Electric | SUZ-KA36NAH* | PEAD-A36AA9 | 9.4 | 17.5 | 9.5 | No | N/A | 3 | 600 | 800 | 150 | 350 | 2025-01-01
213362200 | Mitsubishi Electric | PUZ-HA24NHA**** | PEAD-A24AA9 | 11.7 | 16.7 | 9.4 | Yes | Both | 3 | 600 | 800 | 150 | 350 | 2025-01-01
213362150 | Mitsubishi Electric | SUZ-KA18NA* | PEAD-A18AA9 | 14.1 | 22 | 11.2 | Yes | No | 4 | 700 | 900 | 150 | 350 | 2025-01-01
213362152 | Mitsubishi Electric | SUZ-KA18NAH* | PEAD-A18AA9 | 14.1 | 22 | 10.4 | No | N/A | 4 | 700 | 900 | 150 | 350 | 2025-01-01
213362153 | Mitsubishi Electric | SUZ-KA18NAHZ* | PEAD-A18AA9 | 12.7 | 18.9 | 9.5 | Yes | No | 3 | 600 | 800 | 150 | 350 | 2025-01-01
213362156 | Mitsubishi Electric | PUZ-A24NHA* | PEAD-A24AA9 | 12.2 | 20.1 | 9.3 | Yes | No | 3 | 600 | 800 | 150 | 350 | 2025-01-01
213362158 | Mitsubishi Electric | SUZ-KA24NA* | PEAD-A24AA9 | 12.3 | 19.7 | 9.7 | Yes | No | 3 | 600 | 800 | 150 | 350 | 2025-01-01
213362159 | Mitsubishi Electric | SUZ-KA24NAH* | PEAD-A24AA9 | 12.3 | 19.7 | 9.3 | No | N/A | 3 | 600 | 800 | 150 | 350 | 2025-01-01
213362161 | Mitsubishi Electric | SUZ-KA24NAHZ* | PEAD-A24AA9 | 11.7 | 16.7 | 9.4 | Yes | Yes | 3 | 600 | 800 | 150 | 350 | 2025-01-01
213362166 | Mitsubishi Electric | SUZ-KA30NA* | PEAD-A30AA9 | 12 | 19.4 | 11.7 | Yes | No | 4 | 700 | 900 | 150 | 350 | 2025-01-01
213362167 | Mitsubishi Electric | SUZ-KA30NAH* | PEAD-A30AA9 | 12 | 19.4 | 11.5 | No | N/A | 4 | 700 | 900 | 150 | 350 | 2025-01-01
213362169 | Mitsubishi Electric | PUZ-A30NHA* | PEAD-A30AA9 | 10.1 | 19.2 | 9.3 | No | N/A | 3 | 600 | 800 | 150 | 350 | 2025-01-01
213362171 | Mitsubishi Electric | PUZ-HA30NKA* | PEAD-A30AA9 | 12.5 | 17.8 | 8.6 | Yes | Both | 2 | 500 | 700 | 100 | 300 | 2025-01-01
213362182 | Mitsubishi Electric | PUZ-A36NKA* | PEAD-A36AA9 | 12.3 | 20 | 9 | Yes | No | 3 | 600 | 800 | 150 | 350 | 2025-01-01
213362192 | Mitsubishi Electric | PUZ-A42NKA* | PEAD-A42AA9 | 10.7 | 18.6 | 9.3 | No | N/A | 3 | 600 | 800 | 150 | 350 | 2025-01-01
213249012 | Mitsubishi Electric | PUZ-A12NKA8*** | PLA-A12EA* | 16.4 | 26.9 | 10.9 | Yes | No | 4 | 700 | 900 | 150 | 350 | 2025-01-01
213249013 | Mitsubishi Electric | PUZ-A12NKA8*** | PVA-A12AA* | 13.4 | 22 | 8.9 | Yes | No | 2 | 500 | 700 | 100 | 300 | 2025-01-01
213249014 | Mitsubishi Electric | PUZ-A12NKA8*** | PEAD-A12AA* | 13.4 | 21.3 | 9.8 | Yes | No | 3 | 600 | 800 | 150 | 350 | 2025-01-01
213249018 | Mitsubishi Electric | PUZ-A18NKA8*** | PEAD-A18AA* | 10.7 | 19.6 | 9 | No | N/A | 3 | 600 | 800 | 150 | 350 | 2025-01-01
213249019 | Mitsubishi Electric | PUZ-A18NKA8*** | PKA-A18LA* | 10.7 | 20.2 | 9.2 | No | N/A | 3 | 600 | 800 | 150 | 350 | 2025-01-01
213249020 | Mitsubishi Electric | PUZ-A24NHA8*** | PLA-A24EA* | 14.3 | 24.7 | 9.3 | Yes | No | 3 | 600 | 800 | 150 | 350 | 2025-01-01
213249021 | Mitsubishi Electric | PUZ-A24NHA8*** | PVA-A24AA* | 12.1 | 20.5 | 9 | Yes | No | 3 | 600 | 800 | 150 | 350 | 2025-01-01
213249022 | Mitsubishi Electric | PUZ-A24NHA8*** | PKA-A24KA* | 12.2 | 21.3 | 9.3 | Yes | No | 3 | 600 | 800 | 150 | 350 | 2025-01-01
213249029 | Mitsubishi Electric | PUZ-A30NHA8*** | PLA-A30EA* | 11.8 | 23.4 | 9.5 | Yes | No | 3 | 600 | 800 | 150 | 350 | 2025-01-01
213249030 | Mitsubishi Electric | PUZ-A30NHA8*** | PVA-A30AA* | 9.9 | 19.4 | 8.9 | No | N/A | 2 | 500 | 700 | 100 | 300 | 2025-01-01
213249031 | Mitsubishi Electric | PUZ-A30NHA8*** | PKA-A30KA* | 9.5 | 20 | 8.8 | No | N/A | 2 | 500 | 700 | 100 | 300 | 2025-01-01
213249032 | Mitsubishi Electric | PUZ-A30NHA8*** | PCA-A30KA* | 9.4 | 19.8 | 9.2 | No | N/A | 3 | 600 | 800 | 150 | 350 | 2025-01-01
213249033 | Mitsubishi Electric | PUZ-A30NHA8*** | PEAD-A30AA* | 10.1 | 19.2 | 9.3 | No | N/A | 3 | 600 | 800 | 150 | 350 | 2025-01-01
211546902 | Mitsubishi Electric | PUZ-A18NKA7*** | PKA-A18LA* | 10.7 | 20.2 | 9.2 | No | N/A | 3 | 600 | 800 | 150 | 350 | 2025-01-01
211546903 | Mitsubishi Electric | PUZ-A12NKA7*** | PKA-A12LA* | 13.3 | 21.3 | 10.2 | Yes | No | 4 | 700 | 900 | 150 | 350 | 2025-01-01
211580586 | Mitsubishi Electric | SUZ-KA18NAH2 | SLZ-KF18NA* | 12.5 | 21 | 9.4 | No | N/A | 3 | 600 | 800 | 150 | 350 | 2025-01-01
211626454 | Mitsubishi Electric | MUZ-FW06NAHZ*** | MSZ-FW06NA*** | 21.45 | 35 | 13 | Yes | Both | 4 | 700 | 900 | 150 | 350 | 2025-01-01
211626455 | Mitsubishi Electric | MUZ-FW09NAHZ*** | MSZ-FW09NA*** | 18.35 | 33 | 13 | Yes | Both | 4 | 700 | 900 | 150 | 350 | 2025-01-01
211626456 | Mitsubishi Electric | MUZ-FW12NAHZ*** | MSZ-FW12NA*** | 15.3 | 29.5 | 12.58 | Yes | Both | 4 | 700 | 900 | 150 | 350 | 2025-01-01
211259269 | Mitsubishi Electric | PUZ-HA24NHA1 | PKA-A24KA* | 12.6 | 19.5 | 9.5 | Yes | Both | 3 | 600 | 800 | 150 | 350 | 2025-01-01
211259274 | Mitsubishi Electric | PUZ-HA30NKA | PVA-A30AA* | 13 | 18 | 8.7 | Yes | Both | 2 | 500 | 700 | 100 | 300 | 2025-01-01
211259279 | Mitsubishi Electric | PUZ-HA36NKA | PVA-A36AA* | 13.2 | 18.2 | 10 | Yes | Both | 4 | 700 | 900 | 150 | 350 | 2025-01-01
211273264 | Mitsubishi Electric | PUZ-HA24NHA1 | PLA-A24EA* | 14 | 21.6 | 10 | Yes | Both | 4 | 700 | 900 | 150 | 350 | 2025-01-01
211273265 | Mitsubishi Electric | PUZ-HA30NKA | PLA-A30EA* | 14.1 | 20.2 | 8.8 | Yes | Both | 2 | 500 | 700 | 100 | 300 | 2025-01-01
211273651 | Mitsubishi Electric | SUZ-KA24NAHZ | SVZ-KP24NA* | 9.9 | 16 | 8.4 | No | N/A | 1 | 400 | 600 | 100 | 300 | 2025-01-01
211273652 | Mitsubishi Electric | SUZ-KA30NAHZ | SVZ-KP30NA* | 12.8 | 15.2 | 8.5 | Yes | Yes | 2 | 500 | 700 | 100 | 300 | 2025-01-01
211273654 | Mitsubishi Electric | SUZ-KA36NAHZ | SVZ-KP36NA* | 9.5 | 16 | 9 | No | N/A | 3 | 600 | 800 | 150 | 350 | 2025-01-01
211289244 | Mitsubishi Electric | SUZ-KA09NA2 | SLZ-KF09NA* | 13.4 | 24 | 10 | Yes | No | 4 | 700 | 900 | 150 | 350 | 2025-01-01
211289245 | Mitsubishi Electric | SUZ-KA09NAH2 | SLZ-KF09NA* | 13.4 | 24 | 8.7 | No | N/A | 2 | 500 | 700 | 100 | 300 | 2025-01-01
211289246 | Mitsubishi Electric | SUZ-KA09NAHZ | SLZ-KF09NA* | 15 | 20.5 | 9 | Yes | No | 3 | 600 | 800 | 150 | 350 | 2025-01-01
211289247 | Mitsubishi Electric | SUZ-KA12NA2 | SLZ-KF12NA* | 13.3 | 22 | 9.7 | Yes | No | 3 | 600 | 800 | 150 | 350 | 2025-01-01
211289248 | Mitsubishi Electric | SUZ-KA12NAH2 | SLZ-KF12NA* | 13.3 | 22 | 8.7 | No | N/A | 2 | 500 | 700 | 100 | 300 | 2025-01-01
211289249 | Mitsubishi Electric | SUZ-KA12NAHZ | SLZ-KF12NA* | 12.7 | 20.8 | 9 | Yes | Yes | 3 | 600 | 800 | 150 | 350 | 2025-01-01
211289250 | Mitsubishi Electric | SUZ-KA12NAHZ | SVZ-KP12NA* | 13.9 | 20 | 9.5 | Yes | No | 3 | 600 | 800 | 150 | 350 | 2025-01-01
211289251 | Mitsubishi Electric | SUZ-KA15NA2 | SLZ-KF15NA* | 12.2 | 20.7 | 10.7 | Yes | No | 4 | 700 | 900 | 150 | 350 | 2025-01-01
211289252 | Mitsubishi Electric | SUZ-KA15NAH2 | SLZ-KF15NA* | 12.2 | 20.7 | 9.6 | No | N/A | 3 | 600 | 800 | 150 | 350 | 2025-01-01
211289254 | Mitsubishi Electric | SUZ-KA18NA2 | SLZ-KF18NA* | 12.5 | 21 | 10 | Yes | No | 4 | 700 | 900 | 150 | 350 | 2025-01-01
211289255 | Mitsubishi Electric | SUZ-KA18NAHZ | SLZ-KF18NA* | 12.5 | 19.2 | 8.5 | Yes | No | 2 | 500 | 700 | 100 | 300 | 2025-01-01
211289256 | Mitsubishi Electric | SUZ-KA18NAHZ | SVZ-KP18NA* | 12.4 | 18.7 | 9.2 | Yes | Yes | 3 | 600 | 800 | 150 | 350 | 2025-01-01
211289257 | Mitsubishi Electric | SUZ-KA12NA2 | SVZ-KP12NA* | 12.7 | 20.7 | 10.5 | Yes | No | 4 | 700 | 900 | 150 | 350 | 2025-01-01
211289258 | Mitsubishi Electric | SUZ-KA12NAH2 | SVZ-KP12NA* | 12.7 | 20.7 | 9.4 | No | N/A | 3 | 600 | 800 | 150 | 350 | 2025-01-01
211289259 | Mitsubishi Electric | SUZ-KA18NA2 | SVZ-KP18NA* | 13.2 | 21 | 10.7 | Yes | No | 4 | 700 | 900 | 150 | 350 | 2025-01-01
211289260 | Mitsubishi Electric | SUZ-KA18NAH2 | SVZ-KP18NA* | 13.2 | 21 | 10 | No | N/A | 4 | 700 | 900 | 150 | 350 | 2025-01-01
211289261 | Mitsubishi Electric | SUZ-KA24NA2 | SVZ-KP24NA* | 11.6 | 17.9 | 8.3 | No | N/A | 1 | 400 | 600 | 100 | 300 | 2025-01-01
211289263 | Mitsubishi Electric | SUZ-KA30NA2 | SVZ-KP30NA* | 11.3 | 19.9 | 10.6 | No | N/A | 4 | 700 | 900 | 150 | 350 | 2025-01-01
211289264 | Mitsubishi Electric | SUZ-KA30NAH2 | SVZ-KP30NA* | 11.3 | 19.9 | 10.1 | No | N/A | 4 | 700 | 900 | 150 | 350 | 2025-01-01
211289265 | Mitsubishi Electric | SUZ-KA36NA2 | SVZ-KP36NA* | 8.5 | 16 | 9.5 | No | N/A | 3 | 600 | 800 | 150 | 350 | 2025-01-01
211289266 | Mitsubishi Electric | SUZ-KA36NAH2 | SVZ-KP36NA* | 8.5 | 16 | 9.2 | No | N/A | 3 | 600 | 800 | 150 | 350 | 2025-01-01
213362128 | Mitsubishi Electric | SUZ-KA09NA* | PEAD-A09AA9 | 12.1 | 19.9 | 11.1 | Yes | No | 4 | 700 | 900 | 150 | 350 | 2025-01-01
213362129 | Mitsubishi Electric | SUZ-KA09NAH* | PEAD-A09AA9 | 12.1 | 19.9 | 9.5 | No | N/A | 3 | 600 | 800 | 150 | 350 | 2025-01-01
213362132 | Mitsubishi Electric | SUZ-KA09NAHZ* | PEAD-A09AA9 | 13.4 | 19 | 9.9 | Yes | No | 3 | 600 | 800 | 150 | 350 | 2025-01-01
213362133 | Mitsubishi Electric | PUZ-A12NKA* | PEAD-A12AA9 | 13.6 | 21.8 | 9.8 | Yes | No | 3 | 600 | 800 | 150 | 350 | 2025-01-01
213362136 | Mitsubishi Electric | SUZ-KA12NA* | PEAD-A12AA9 | 12.7 | 22 | 11.9 | Yes | No | 4 | 700 | 900 | 150 | 350 | 2025-01-01
213362137 | Mitsubishi Electric | SUZ-KA12NAH* | PEAD-A12AA9 | 12.7 | 22 | 10.7 | No | N/A | 4 | 700 | 900 | 150 | 350 | 2025-01-01
213362140 | Mitsubishi Electric | SUZ-KA12NAHZ* | PEAD-A12AA9 | 14.1 | 20.6 | 10 | Yes | Yes | 4 | 700 | 900 | 150 | 350 | 2025-01-01
213362142 | Mitsubishi Electric | SUZ-KA15NA* | PEAD-A15AA9 | 13 | 19.6 | 10.8 | Yes | No | 4 | 700 | 900 | 150 | 350 | 2025-01-01
213362143 | Mitsubishi Electric | SUZ-KA15NAH* | PEAD-A15AA9 | 13 | 19.6 | 9.7 | No | N/A | 3 | 600 | 800 | 150 | 350 | 2025-01-01
213362146 | Mitsubishi Electric | SUZ-KA15NAHZ* | PEAD-A15AA9 | 12.5 | 18.3 | 9.2 | Yes | Yes | 3 | 600 | 800 | 150 | 350 | 2025-01-01
213362147 | Mitsubishi Electric | PUZ-A18NKA* | PEAD-A18AA9 | 10.8 | 19.8 | 9 | No | N/A | 3 | 600 | 800 | 150 | 350 | 2025-01-01
210819447 | Mitsubishi Electric | MUFZ-KJ15NAHZ*** | MFZ-KJ15NA*** | 13.5 | 22.2 | 10.7 | Yes | No | 4 | 700 | 900 | 150 | 350 | 2025-01-01
210819448 | Mitsubishi Electric | MUFZ-KJ18NAHZ*** | MFZ-KJ18NA*** | 12.6 | 22 | 10.3 | Yes | No | 4 | 700 | 900 | 150 | 350 | 2025-01-01
210819459 | Mitsubishi Electric | MUFZ-KJ09NAHZ*** | MFZ-KJ09NA*** | 15.8 | 28.7 | 11.3 | Yes | No | 4 | 700 | 900 | 150 | 350 | 2025-01-01
210819460 | Mitsubishi Electric | MUFZ-KJ12NAHZ*** | MFZ-KJ12NA*** | 13.6 | 26.7 | 10.6 | Yes | No | 4 | 700 | 900 | 150 | 350 | 2025-01-01
210625727 | Mitsubishi Electric | MUZ-GS30NAH2*** | MSZ-GS30NA2*** | 9.2 | 19.1 | 8.7 | No | N/A | 2 | 500 | 700 | 100 | 300 | 2025-01-01
210625728 | Mitsubishi Electric | MUZ-GS36NAH2*** | MSZ-GS36NA2*** | 8.8 | 18.4 | 8.3 | No | N/A | 1 | 400 | 600 | 100 | 300 | 2025-01-01
210435437 | Mitsubishi Electric | PUZ-HA30NKA* | PAA-A30AA1 | 12 | 18 | 8.9 | Yes | Both | 2 | 500 | 700 | 100 | 300 | 2025-01-01
210435438 | Mitsubishi Electric | PUZ-HA30NKA* | PAA-A30BA1 | 12 | 18 | 8.9 | Yes | Both | 2 | 500 | 700 | 100 | 300 | 2025-01-01
210435439 | Mitsubishi Electric | PUZ-HA36NKA* | PAA-A36CA1 | 10.5 | 15.3 | 9.5 | Yes | Yes | 2 | 500 | 700 | 100 | 300 | 2025-01-01
210446100 | Mitsubishi Electric | PUZ-HA24NHA1*** | PLA-A24EA* | 14 | 21.6 | 10 | Yes | Both | 4 | 700 | 900 | 150 | 350 | 2025-01-01
210446125 | Mitsubishi Electric | PUZ-HA24NHA1*** | PVA-A24AA* | 11.4 | 19 | 9.4 | Yes | Yes | 3 | 600 | 800 | 150 | 350 | 2025-01-01
211306402 | Mitsutomo | HO-MD18-AB-Q |  | 12 | 19 | 9.3 | No | N/A | 3 | 600 | 800 | 150 | 350 | 2025-01-01
211306405 | Mitsutomo | HO-MT28-AB-Q |  | 11.7 | 20 | 9.5 | No | N/A | 3 | 600 | 800 | 150 | 350 | 2025-01-01
211306408 | Mitsutomo | HO-MQ36-AB-Q |  | 11.7 | 19 | 10 | No | N/A | 4 | 700 | 900 | 150 | 350 | 2025-01-01
211306411 | Mitsutomo | HO-MP48-AB-Q |  | 11.7 | 20.9 | 9 | No | N/A | 3 | 600 | 800 | 150 | 350 | 2025-01-01
211306414 | Mitsutomo | HO-MP55-AB-Q |  | 10.5 | 18.8 | 9.3 | No | N/A | 3 | 600 | 800 | 150 | 350 | 2025-01-01
213785769 | Mitsutomo | HO-MQ36-AC-Q |  | 12 | 19.4 | 10 | No | N/A | 4 | 700 | 900 | 150 | 350 | 2025-01-01
213785766 | Mitsutomo | HO-MT28-AC-Q |  | 11.8 | 19 | 10 | No | N/A | 4 | 700 | 900 | 150 | 350 | 2025-01-01
217162522 | Mitsutomo | HO-MS60-LA-Q |  | 11.7 | 20 | 10.7 | No | N/A | 4 | 700 | 900 | 150 | 350 | 2025-01-01
217162495 | Mitsutomo | RO-MT18-LA-Q |  | 12 | 20 | 10 | No | N/A | 4 | 700 | 900 | 150 | 350 | 2025-01-01
217162498 | Mitsutomo | RO-MQ28-LA-Q |  | 12 | 21 | 9 | No | N/A | 3 | 600 | 800 | 150 | 350 | 2025-01-01
217162501 | Mitsutomo | RO-MP36-LA-Q |  | 11.7 | 20 | 9.2 | No | N/A | 3 | 600 | 800 | 150 | 350 | 2025-01-01
217162504 | Mitsutomo | RO-MS48-LA-Q |  | 12 | 20.4 | 10.6 | No | N/A | 4 | 700 | 900 | 150 | 350 | 2025-01-01
217162507 | Mitsutomo | RO-MS60-LA-Q |  | 10 | 18 | 9.2 | No | N/A | 3 | 600 | 800 | 150 | 350 | 2025-01-01
217162510 | Mitsutomo | HO-MT18-LA-Q |  | 13 | 20 | 10 | No | N/A | 4 | 700 | 900 | 150 | 350 | 2025-01-01
217162513 | Mitsutomo | HO-MQ28-LA-Q |  | 12 | 19 | 9.5 | No | N/A | 3 | 600 | 800 | 150 | 350 | 2025-01-01
217162516 | Mitsutomo | HO-MP36-LA-Q |  | 12 | 19.4 | 10.4 | No | N/A | 4 | 700 | 900 | 150 | 350 | 2025-01-01
217162519 | Mitsutomo | HO-MS48-LA-Q |  | 11.7 | 20.4 | 11 | No | N/A | 4 | 700 | 900 | 150 | 350 | 2025-01-01
217162518 | Mitsutomo | HO-MS48-LA-Q |  | 12 | 21.2 | 10.2 | No | N/A | 4 | 700 | 900 | 150 | 350 | 2025-01-01
217162521 | Mitsutomo | HO-MS60-LA-Q |  | 12 | 21.4 | 10.6 | No | N/A | 4 | 700 | 900 | 150 | 350 | 2025-01-01
217162512 | Mitsutomo | HO-MQ28-LA-Q |  | 12 | 21 | 10 | No | N/A | 4 | 700 | 900 | 150 | 350 | 2025-01-01
217162515 | Mitsutomo | HO-MP36-LA-Q |  | 12.2 | 21.5 | 11.3 | No | N/A | 4 | 700 | 900 | 150 | 350 | 2025-01-01
217162506 | Mitsutomo | RO-MS60-LA-Q |  | 10 | 19.2 | 9.6 | No | N/A | 3 | 600 | 800 | 150 | 350 | 2025-01-01
217162509 | Mitsutomo | HO-MT18-LA-Q |  | 13 | 21 | 10 | No | N/A | 4 | 700 | 900 | 150 | 350 | 2025-01-01
217162500 | Mitsutomo | RO-MP36-LA-Q |  | 12 | 23.1 | 10 | No | N/A | 4 | 700 | 900 | 150 | 350 | 2025-01-01
217162503 | Mitsutomo | RO-MS48-LA-Q |  | 11.7 | 21.3 | 10 | No | N/A | 4 | 700 | 900 | 150 | 350 | 2025-01-01
217162494 | Mitsutomo | RO-MT18-LA-Q |  | 12.5 | 23 | 10 | No | N/A | 4 | 700 | 900 | 150 | 350 | 2025-01-01
217162497 | Mitsutomo | RO-MQ28-LA-Q |  | 12.2 | 23 | 9.5 | No | N/A | 3 | 600 | 800 | 150 | 350 | 2025-01-01
213785765 | Mitsutomo | HO-MT28-AC-Q |  | 11.8 | 20.5 | 9.6 | No | N/A | 3 | 600 | 800 | 150 | 350 | 2025-01-01
213785768 | Mitsutomo | HO-MQ36-AC-Q |  | 12 | 21 | 10.9 | No | N/A | 4 | 700 | 900 | 150 | 350 | 2025-01-01
211306410 | Mitsutomo | HO-MP48-AB-Q |  | 11 | 21.2 | 10 | No | N/A | 4 | 700 | 900 | 150 | 350 | 2025-01-01
211306413 | Mitsutomo | HO-MP55-AB-Q |  | 10.5 | 20 | 9.5 | No | N/A | 3 | 600 | 800 | 150 | 350 | 2025-01-01
211306404 | Mitsutomo | HO-MT28-AB-Q |  | 11.8 | 22.6 | 9.8 | No | N/A | 3 | 600 | 800 | 150 | 350 | 2025-01-01
211306407 | Mitsutomo | HO-MQ36-AB-Q |  | 12.5 | 20 | 9.7 | No | N/A | 3 | 600 | 800 | 150 | 350 | 2025-01-01
211306401 | Mitsutomo | HO-MD18-AB-Q |  | 12.5 | 20.5 | 9 | No | N/A | 3 | 600 | 800 | 150 | 350 | 2025-01-01
211306403 | Mitsutomo | HO-MD18-AB-Q |  | 12.25 | 19.75 | 9.15 | No | N/A | 3 | 600 | 800 | 150 | 350 | 2025-01-01
211306406 | Mitsutomo | HO-MT28-AB-Q |  | 11.75 | 21.3 | 9.65 | No | N/A | 3 | 600 | 800 | 150 | 350 | 2025-01-01
211306415 | Mitsutomo | HO-MP55-AB-Q |  | 10.5 | 19.4 | 9.4 | No | N/A | 3 | 600 | 800 | 150 | 350 | 2025-01-01
211306412 | Mitsutomo | HO-MP48-AB-Q |  | 11.35 | 21.05 | 9.4 | No | N/A | 3 | 600 | 800 | 150 | 350 | 2025-01-01
211306409 | Mitsutomo | HO-MQ36-AB-Q |  | 12.1 | 19.5 | 9.85 | No | N/A | 3 | 600 | 800 | 150 | 350 | 2025-01-01
213785767 | Mitsutomo | HO-MT28-AC-Q |  | 11.8 | 19.75 | 9.8 | No | N/A | 3 | 600 | 800 | 150 | 350 | 2025-01-01
213785770 | Mitsutomo | HO-MQ36-AC-Q |  | 12 | 20.2 | 10.45 | No | N/A | 4 | 700 | 900 | 150 | 350 | 2025-01-01
217162496 | Mitsutomo | RO-MT18-LA-Q |  | 12.25 | 21.5 | 10 | No | N/A | 4 | 700 | 900 | 150 | 350 | 2025-01-01
217162499 | Mitsutomo | RO-MQ28-LA-Q |  | 12.1 | 22 | 9.25 | No | N/A | 3 | 600 | 800 | 150 | 350 | 2025-01-01
217162502 | Mitsutomo | RO-MP36-LA-Q |  | 11.85 | 21.55 | 9.6 | No | N/A | 3 | 600 | 800 | 150 | 350 | 2025-01-01
217162508 | Mitsutomo | RO-MS60-LA-Q |  | 10 | 18.6 | 9.4 | No | N/A | 3 | 600 | 800 | 150 | 350 | 2025-01-01
217162505 | Mitsutomo | RO-MS48-LA-Q |  | 11.85 | 20.85 | 10.3 | No | N/A | 4 | 700 | 900 | 150 | 350 | 2025-01-01
217162511 | Mitsutomo | HO-MT18-LA-Q |  | 13 | 20.5 | 10 | No | N/A | 4 | 700 | 900 | 150 | 350 | 2025-01-01
217162514 | Mitsutomo | HO-MQ28-LA-Q |  | 12 | 20 | 9.75 | No | N/A | 3 | 600 | 800 | 150 | 350 | 2025-01-01
217162520 | Mitsutomo | HO-MS48-LA-Q |  | 11.85 | 20.8 | 10.6 | No | N/A | 4 | 700 | 900 | 150 | 350 | 2025-01-01
217162517 | Mitsutomo | HO-MP36-LA-Q |  | 12.1 | 20.45 | 10.85 | No | N/A | 4 | 700 | 900 | 150 | 350 | 2025-01-01
217162523 | Mitsutomo | HO-MS60-LA-Q |  | 11.85 | 20.7 | 10.65 | No | N/A | 4 | 700 | 900 | 150 | 350 | 2025-01-01
217162524 | Mitsutomo | S-RO-SZ09-LA-J | S-RW-SZ09-LA-J | 10.1 | 18 | 9 | No | N/A | 3 | 600 | 800 | 150 | 350 | 2025-01-01
217162525 | Mitsutomo | S-RO-SZ12-LA-J | S-RW-SZ12-LA-J | 8.8 | 19 | 9.2 | No | N/A | 3 | 600 | 800 | 150 | 350 | 2025-01-01
217162526 | Mitsutomo | S-RO-SZ09-LA-Q | S-RW-SZ09-LA-Q | 10.9 | 19 | 9.7 | No | N/A | 3 | 600 | 800 | 150 | 350 | 2025-01-01
217162527 | Mitsutomo | S-RO-SZ12-LA-Q | S-RW-SZ12-LA-Q | 8.8 | 18 | 8.8 | No | N/A | 2 | 500 | 700 | 100 | 300 | 2025-01-01
217162528 | Mitsutomo | S-RO-SZ18-LA-Q | S-RW-SZ18-LA-Q | 9.9 | 18.3 | 8.7 | No | N/A | 2 | 500 | 700 | 100 | 300 | 2025-01-01
217162529 | Mitsutomo | S-RO-SZ24-LA-Q | S-RW-SZ24-LA-Q | 9 | 17 | 8.5 | No | N/A | 2 | 500 | 700 | 100 | 300 | 2025-01-01
217162530 | Mitsutomo | RO-SZ09-LA-J | RW-SZ09-LA-J | 12.5 | 21.5 | 9 | No | N/A | 3 | 600 | 800 | 150 | 350 | 2025-01-01
217162531 | Mitsutomo | RO-SZ12-LA-J | RW-SZ12-LA-J | 10 | 21.3 | 8.7 | No | N/A | 2 | 500 | 700 | 100 | 300 | 2025-01-01
217162532 | Mitsutomo | RO-SZ09-LA-Q | RW-SZ09-LA-Q | 12.6 | 21.6 | 9.4 | No | N/A | 3 | 600 | 800 | 150 | 350 | 2025-01-01
217162533 | Mitsutomo | RO-SZ12-LA-Q | RW-SZ12-LA-Q | 10.8 | 21.3 | 9.2 | No | N/A | 3 | 600 | 800 | 150 | 350 | 2025-01-01
217162534 | Mitsutomo | RO-SZ18-LA-Q | RW-SZ18-LA-Q | 11.5 | 20.2 | 9.1 | No | N/A | 3 | 600 | 800 | 150 | 350 | 2025-01-01
217162535 | Mitsutomo | RO-SZ24-LA-Q | RW-SZ24-LA-Q | 9.6 | 18.5 | 9 | No | N/A | 3 | 600 | 800 | 150 | 350 | 2025-01-01
217162536 | Mitsutomo | RU-UZ30-LA-Q | HW-UZ30-LA-Q | 12 | 22.3 | 9 | No | N/A | 3 | 600 | 800 | 150 | 350 | 2025-01-01
217162537 | Mitsutomo | RU-UZ36-LA-Q | HW-UZ36-LA-Q | 9.3 | 19.5 | 9.1 | No | N/A | 3 | 600 | 800 | 150 | 350 | 2025-01-01
217162538 | Mitsutomo | HO-SZ06-LA-Q | HW-UZ06-LA-Q | 16 | 25.3 | 14.6 | No | N/A | 4 | 700 | 900 | 150 | 350 | 2025-01-01
217162539 | Mitsutomo | HO-SZ09-LA-Q | HW-UZ09-LA-Q | 15 | 26 | 12.5 | No | N/A | 4 | 700 | 900 | 150 | 350 | 2025-01-01
217162540 | Mitsutomo | HO-SZ12-LA-Q | HW-UZ12-LA-Q | 13.2 | 24 | 10.5 | No | N/A | 4 | 700 | 900 | 150 | 350 | 2025-01-01
217162541 | Mitsutomo | HO-SZ18-LA-Q | HW-UZ18-LA-Q | 13 | 21.7 | 10.8 | No | N/A | 4 | 700 | 900 | 150 | 350 | 2025-01-01
217162542 | Mitsutomo | HO-SZ24-LA-Q | HW-UZ24-LA-Q | 12.5 | 22.3 | 13.3 | No | N/A | 4 | 700 | 900 | 150 | 350 | 2025-01-01
217162543 | Mitsutomo | HO-SZ33-LA-Q | HW-UZ33-LA-Q | 11.7 | 20 | 10.5 | No | N/A | 4 | 700 | 900 | 150 | 350 | 2025-01-01
217162544 | Mitsutomo | RU-SZ09-LA-Q | HW-UZ09-LA-Q | 14.7 | 24.6 | 13 | No | N/A | 4 | 700 | 900 | 150 | 350 | 2025-01-01
217162545 | Mitsutomo | RU-SZ12-LA-Q | HW-UZ12-LA-Q | 12.2 | 23.1 | 11.5 | No | N/A | 4 | 700 | 900 | 150 | 350 | 2025-01-01
217162546 | Mitsutomo | RU-SZ18-LA-Q | HW-UZ18-LA-Q | 13.5 | 24 | 11.1 | No | N/A | 4 | 700 | 900 | 150 | 350 | 2025-01-01
217162547 | Mitsutomo | RU-SZ24-LA-Q | HW-UZ24-LA-Q | 13 | 23.5 | 10 | No | N/A | 4 | 700 | 900 | 150 | 350 | 2025-01-01
217162548 | Mitsutomo | RU-SZ09-LA-Q | HC-UZ09-LA-Q | 14.3 | 21.6 | 11.3 | No | N/A | 4 | 700 | 900 | 150 | 350 | 2025-01-01
217162549 | Mitsutomo | RU-SZ12-LA-Q | HC-UZ12-LA-Q | 12.5 | 21.1 | 10.4 | No | N/A | 4 | 700 | 900 | 150 | 350 | 2025-01-01
217162550 | Mitsutomo | RU-SZ18-LA-Q | HC-UZ18-LA-Q | 12.5 | 20.7 | 11.4 | No | N/A | 4 | 700 | 900 | 150 | 350 | 2025-01-01
217162551 | Mitsutomo | RU-SZ24-LA-Q | HC-UZ24-LA-Q | 12 | 22 | 10.5 | No | N/A | 4 | 700 | 900 | 150 | 350 | 2025-01-01
217162552 | Mitsutomo | RU-SZ09-LA-Q | HD-UZ09-LA-Q | 12.8 | 19.5 | 11 | No | N/A | 4 | 700 | 900 | 150 | 350 | 2025-01-01
217162553 | Mitsutomo | RU-SZ12-LA-Q | HD-UZ12-LA-Q | 11.7 | 19 | 10.2 | No | N/A | 4 | 700 | 900 | 150 | 350 | 2025-01-01
217162554 | Mitsutomo | RU-SZ18-LA-Q | HD-UZ18-LA-Q | 12.5 | 20 | 10.5 | No | N/A | 4 | 700 | 900 | 150 | 350 | 2025-01-01
217162555 | Mitsutomo | RU-SZ09-LA-Q | S-HD-UZ09-LA-Q | 13 | 19.7 | 11.5 | No | N/A | 4 | 700 | 900 | 150 | 350 | 2025-01-01
217162556 | Mitsutomo | RU-SZ12-LA-Q | S-HD-UZ12-LA-Q | 12 | 19.5 | 10.5 | No | N/A | 4 | 700 | 900 | 150 | 350 | 2025-01-01
217162557 | Mitsutomo | RU-SZ18-LA-Q | S-HD-UZ18-LA-Q | 13.3 | 20 | 11.3 | No | N/A | 4 | 700 | 900 | 150 | 350 | 2025-01-01
217162558 | Mitsutomo | RU-SZ24-LA-Q | HD-UZ24LA-Q | 12.5 | 19 | 11 | No | N/A | 4 | 700 | 900 | 150 | 350 | 2025-01-01
217162559 | Mitsutomo | RU-SZ09-LA-Q | HL-UZ09-LA-Q | 16.2 | 26 | 13.9 | No | N/A | 4 | 700 | 900 | 150 | 350 | 2025-01-01
217162560 | Mitsutomo | RU-SZ12-LA-Q | HL-UZ12-LA-Q | 12.7 | 24.6 | 11 | No | N/A | 4 | 700 | 900 | 150 | 350 | 2025-01-01
217162561 | Mitsutomo | RU-SZ18-LA-Q | HL-UZ16-LA-Q | 12.5 | 23.8 | 13.5 | No | N/A | 4 | 700 | 900 | 150 | 350 | 2025-01-01
217162562 | Mitsutomo | RU-SZ09-LA-Q | HJ-UZ09-LA-Q | 14.4 | 22.1 | 11.8 | No | N/A | 4 | 700 | 900 | 150 | 350 | 2025-01-01
217162563 | Mitsutomo | RU-SZ12-LA-Q | HJ-UZ12-LA-Q | 12.3 | 22.1 | 10 | No | N/A | 4 | 700 | 900 | 150 | 350 | 2025-01-01
217162564 | Mitsutomo | RU-SZ18-LA-Q | HJ-UZ18-LA-Q | 12.5 | 22.2 | 12.2 | No | N/A | 4 | 700 | 900 | 150 | 350 | 2025-01-01
217162565 | Mitsutomo | RU-SZ18-LA-Q | HF-UZ18-LA-Q | 12.5 | 22.3 | 10.4 | No | N/A | 4 | 700 | 900 | 150 | 350 | 2025-01-01
217162566 | Mitsutomo | RU-SZ24-LA-Q | HF-UZ24-LA-Q | 12.2 | 21.1 | 11.1 | No | N/A | 4 | 700 | 900 | 150 | 350 | 2025-01-01
217162567 | Mitsutomo | HO-SZ09-LA-Q | HC-UZ09-LA-Q | 14 | 22.6 | 12.1 | No | N/A | 4 | 700 | 900 | 150 | 350 | 2025-01-01
217162568 | Mitsutomo | HO-SZ12-LA-Q | HC-UZ12-LA-Q | 12.5 | 22.2 | 11.6 | No | N/A | 4 | 700 | 900 | 150 | 350 | 2025-01-01
217162569 | Mitsutomo | HO-SZ18-LA-Q | HC-UZ18-LA-Q | 12.5 | 20 | 12.3 | No | N/A | 4 | 700 | 900 | 150 | 350 | 2025-01-01
217162570 | Mitsutomo | HO-SZ24-LA-Q | HC-UZ24-LA-Q | 12 | 20.7 | 11.6 | No | N/A | 4 | 700 | 900 | 150 | 350 | 2025-01-01
217162571 | Mitsutomo | HO-SZ06-LA-Q | HD-UZ06-LA-Q | 14.4 | 21.4 | 13.8 | No | N/A | 4 | 700 | 900 | 150 | 350 | 2025-01-01
217162572 | Mitsutomo | HO-SZ09-LA-Q | HD-UZ09-LA-Q | 13.4 | 21.4 | 12.5 | No | N/A | 4 | 700 | 900 | 150 | 350 | 2025-01-01
217162573 | Mitsutomo | HO-SZ12-LA-Q | HD-UZ12-LA-Q | 12 | 20 | 10 | No | N/A | 4 | 700 | 900 | 150 | 350 | 2025-01-01
217162574 | Mitsutomo | HO-SZ18-LA-Q | HD-UZ18-LA-Q | 12 | 18 | 10.5 | No | N/A | 4 | 700 | 900 | 150 | 350 | 2025-01-01
217162575 | Mitsutomo | HO-SZ09-LA-Q | S-HD-UZ09-LA-Q | 14 | 20.5 | 13.8 | No | N/A | 4 | 700 | 900 | 150 | 350 | 2025-01-01
217162576 | Mitsutomo | HO-SZ12-LA-Q | S-HD-UZ12-LA-Q | 12 | 20 | 10.6 | No | N/A | 4 | 700 | 900 | 150 | 350 | 2025-01-01
217162577 | Mitsutomo | HO-SZ18-LA-Q | S-HD-UZ18-LA-Q | 12 | 18.4 | 11.1 | No | N/A | 4 | 700 | 900 | 150 | 350 | 2025-01-01
217162578 | Mitsutomo | HO-SZ24-LA-Q | HD-UZ24LA-Q | 12 | 19 | 11.7 | No | N/A | 4 | 700 | 900 | 150 | 350 | 2025-01-01
217162579 | Mitsutomo | HO-SZ09-LA-Q | HL-UZ09-LA-Q | 15.1 | 27.2 | 10.9 | No | N/A | 4 | 700 | 900 | 150 | 350 | 2025-01-01
217162580 | Mitsutomo | HO-SZ12-LA-Q | HL-UZ12-LA-Q | 12.5 | 25 | 10.5 | No | N/A | 4 | 700 | 900 | 150 | 350 | 2025-01-01
217162581 | Mitsutomo | HO-SZ18-LA-Q | HL-UZ16-LA-Q | 12.5 | 20 | 10.3 | No | N/A | 4 | 700 | 900 | 150 | 350 | 2025-01-01
217162582 | Mitsutomo | HO-SZ06-LA-Q | HJ-UZ06-LA-Q | 15 | 22 | 12 | No | N/A | 4 | 700 | 900 | 150 | 350 | 2025-01-01
217162583 | Mitsutomo | HO-SZ09-LA-Q | HJ-UZ09-LA-Q | 14.6 | 24 | 12.1 | No | N/A | 4 | 700 | 900 | 150 | 350 | 2025-01-01
217162584 | Mitsutomo | HO-SZ12-LA-Q | HJ-UZ12-LA-Q | 13 | 23 | 10 | No | N/A | 4 | 700 | 900 | 150 | 350 | 2025-01-01
217162585 | Mitsutomo | HO-SZ18-LA-Q | HJ-UZ18-LA-Q | 12.5 | 20.6 | 12.2 | No | N/A | 4 | 700 | 900 | 150 | 350 | 2025-01-01
217162586 | Mitsutomo | HO-SZ18-LA-Q | HF-UZ18-LA-Q | 12.5 | 20.4 | 10.3 | No | N/A | 4 | 700 | 900 | 150 | 350 | 2025-01-01
217162587 | Mitsutomo | HO-SZ24-LA-Q | HF-UZ24-LA-Q | 12 | 20.4 | 12.1 | No | N/A | 4 | 700 | 900 | 150 | 350 | 2025-01-01
217162588 | Mitsutomo | B-RU-UZ36-LA-Q | HC-UG36-LA-Q | 9.6 | 20 | 10.3 | No | N/A | 4 | 700 | 900 | 150 | 350 | 2025-01-01
217162589 | Mitsutomo | RU-SG48-LA-Q | HC-UG48-LA-Q | 9.5 | 19 | 9.9 | No | N/A | 3 | 600 | 800 | 150 | 350 | 2025-01-01
217162590 | Mitsutomo | B-RU-UZ36-LA-Q | HD-UG36LA-Q | 10.1 | 18.7 | 10.2 | No | N/A | 4 | 700 | 900 | 150 | 350 | 2025-01-01
217162591 | Mitsutomo | RU-SG48-LA-Q | HD-UG48LA-Q | 10 | 17.1 | 9.8 | No | N/A | 3 | 600 | 800 | 150 | 350 | 2025-01-01
217162592 | Mitsutomo | RU-SG60-LA-Q | HD-UG60AL-Q | 10 | 17 | 9.7 | No | N/A | 3 | 600 | 800 | 150 | 350 | 2025-01-01
217162593 | Mitsutomo | B-RU-UZ36-LA-Q | HF-UG36-LA-Q | 10.1 | 20 | 10 | No | N/A | 4 | 700 | 900 | 150 | 350 | 2025-01-01
217162594 | Mitsutomo | RU-SG48-LA-Q | HF-UG48-LA-Q | 9.5 | 19.8 | 10.2 | No | N/A | 4 | 700 | 900 | 150 | 350 | 2025-01-01
217162595 | Mitsutomo | RU-SG60-LA-Q | HF-UG60-LA-Q | 9.5 | 19.5 | 9.5 | No | N/A | 3 | 600 | 800 | 150 | 350 | 2025-01-01
217162596 | Mitsutomo | HO-SG36-LA-Q | HC-UG36-LA-Q | 12 | 21.2 | 10.6 | No | N/A | 4 | 700 | 900 | 150 | 350 | 2025-01-01
217162597 | Mitsutomo | HO-SG48-LA-Q | HC-UG48-LA-Q | 10 | 18 | 11 | No | N/A | 4 | 700 | 900 | 150 | 350 | 2025-01-01
217162598 | Mitsutomo | HO-SG36-LA-Q | HD-UG36LA-Q | 12 | 17.7 | 11.1 | No | N/A | 4 | 700 | 900 | 150 | 350 | 2025-01-01
217162599 | Mitsutomo | HO-SG48-LA-Q | HD-UG48LA-Q | 10.4 | 16.7 | 10.8 | No | N/A | 4 | 700 | 900 | 150 | 350 | 2025-01-01
217162600 | Mitsutomo | HO-SG60-LA-Q | HD-UG60AL-Q | 10.2 | 15.8 | 10.4 | No | N/A | 2 | 500 | 700 | 100 | 300 | 2025-01-01
217162601 | Mitsutomo | HO-SG36-LA-Q | HF-UG36-LA-Q | 12 | 20 | 10.8 | No | N/A | 4 | 700 | 900 | 150 | 350 | 2025-01-01
217162602 | Mitsutomo | HO-SG48-LA-Q | HF-UG48-LA-Q | 9.4 | 18.5 | 10.1 | No | N/A | 4 | 700 | 900 | 150 | 350 | 2025-01-01
217162603 | Mitsutomo | HO-SG60-LA-Q | HF-UG60-LA-Q | 9 | 18 | 10.7 | No | N/A | 4 | 700 | 900 | 150 | 350 | 2025-01-01
214056562 | Mitsutomo | HO-SZ09-AB-Q | HC-UZ09-AB-Q | 13 | 20.5 | 10.3 | No | N/A | 4 | 700 | 900 | 150 | 350 | 2025-01-01
214056563 | Mitsutomo | HO-SZ12-AB-Q | HC-UZ12-AB-Q | 12.7 | 22.3 | 10.2 | No | N/A | 4 | 700 | 900 | 150 | 350 | 2025-01-01
214056564 | Mitsutomo | HO-SZ18-AB-Q | HC-UZ18-AB-Q | 12.5 | 20 | 9.5 | No | N/A | 3 | 600 | 800 | 150 | 350 | 2025-01-01
214056565 | Mitsutomo | HO-SZ24-AB-Q | HC-UZ24-AB-Q | 11 | 20.5 | 11.5 | No | N/A | 4 | 700 | 900 | 150 | 350 | 2025-01-01
214056566 | Mitsutomo | HO-SZ09-AB-Q | HD-UZ09-AB-Q | 13.2 | 20.2 | 12 | No | N/A | 4 | 700 | 900 | 150 | 350 | 2025-01-01
214056567 | Mitsutomo | HO-SZ12-AB-Q | HD-UZ12-AB-Q | 11.7 | 19.5 | 10 | No | N/A | 4 | 700 | 900 | 150 | 350 | 2025-01-01
214056568 | Mitsutomo | HO-SZ18-AB-Q | HD-UZ18-AB-Q | 11.7 | 18 | 9.5 | No | N/A | 3 | 600 | 800 | 150 | 350 | 2025-01-01
214056569 | Mitsutomo | HO-SZ24-AB-Q | HD-UZ24-AB-Q | 12 | 19.2 | 10.5 | No | N/A | 4 | 700 | 900 | 150 | 350 | 2025-01-01
214056570 | Mitsutomo | HO-SZ12-AB-Q | HL-UZ12-AB-Q | 13.3 | 24.2 | 10.7 | No | N/A | 4 | 700 | 900 | 150 | 350 | 2025-01-01
214056571 | Mitsutomo | HO-SZ18-AB-Q | HL-UZ16-AB-Q | 11 | 20.2 | 8.9 | No | N/A | 2 | 500 | 700 | 100 | 300 | 2025-01-01
214056572 | Mitsutomo | HO-SZ18-AB-Q | HF-UZ18-AB-Q | 12.5 | 20.5 | 9.8 | No | N/A | 3 | 600 | 800 | 150 | 350 | 2025-01-01
213785762 | Mitsutomo | RO-SZ30-AB-Q | RW-SZ30-AC-Q | 12.2 | 21 | 8.7 | No | N/A | 2 | 500 | 700 | 100 | 300 | 2025-01-01
213785764 | Mitsutomo | HO-SZ36-AB-Q | HW-SZ36-AB-Q | 11.7 | 20 | 10 | No | N/A | 4 | 700 | 900 | 150 | 350 | 2025-01-01
214056573 | Mitsutomo | HO-SZ24-AB-Q | HF-UZ24-AB-Q | 11.7 | 20.5 | 11 | No | N/A | 4 | 700 | 900 | 150 | 350 | 2025-01-01
214056574 | Mitsutomo | HO-SZ36-BB-Q | HC-UZ36-BB-Q | 9.5 | 19.4 | 10.5 | No | N/A | 4 | 700 | 900 | 150 | 350 | 2025-01-01
214056575 | Mitsutomo | HO-SZ48-BB-Q | HC-UZ48-BB-Q | 8.3 | 16.8 | 10.7 | No | N/A | 4 | 700 | 900 | 150 | 350 | 2025-01-01
214056576 | Mitsutomo | HO-SZ36-BB-Q | HD-UZ36-BB-Q | 9 | 16.5 | 11 | No | N/A | 4 | 700 | 900 | 150 | 350 | 2025-01-01
214056578 | Mitsutomo | HW-SZ60-BB-Q | HD-UZ60-BB-Q | 9.4 | 15.8 | 9.5 | No | N/A | 2 | 500 | 700 | 100 | 300 | 2025-01-01
214056579 | Mitsutomo | HO-SZ36-BB-Q | HF-UZ36-BB-Q | 8.8 | 17.6 | 10 | No | N/A | 4 | 700 | 900 | 150 | 350 | 2025-01-01
214056580 | Mitsutomo | HO-SZ48-BB-Q | HF-UZ48-BB-Q | 8.2 | 17 | 9.8 | No | N/A | 3 | 600 | 800 | 150 | 350 | 2025-01-01
214056581 | Mitsutomo | HW-SZ60-BB-Q | HF-UZ60-BB-Q | 9 | 17.3 | 10.2 | No | N/A | 4 | 700 | 900 | 150 | 350 | 2025-01-01
211306384 | Mitsutomo | RO-SZ09-AB-J | RW-SZ09-AB-J | 12.5 | 21.5 | 9.1 | No | N/A | 3 | 600 | 800 | 150 | 350 | 2025-01-01
211306385 | Mitsutomo | RO-SZ12-AB-J | RW-SZ12-AB-J | 10.3 | 20.8 | 8.7 | No | N/A | 2 | 500 | 700 | 100 | 300 | 2025-01-01
211306386 | Mitsutomo | RO-SZ09-AB-Q | RW-SZ09-AB-Q | 12.6 | 21.7 | 9.4 | No | N/A | 3 | 600 | 800 | 150 | 350 | 2025-01-01
211306387 | Mitsutomo | RO-SZ12-AB-Q | RW-SZ12-AB-Q | 10.8 | 21.4 | 9.2 | No | N/A | 3 | 600 | 800 | 150 | 350 | 2025-01-01
211306388 | Mitsutomo | RO-SZ18-AB-Q | RW-SZ18-AB-Q | 11 | 19.5 | 8.7 | No | N/A | 2 | 500 | 700 | 100 | 300 | 2025-01-01
211306389 | Mitsutomo | RO-SZ24-AB-Q | RW-SZ24-AB-Q | 9.5 | 18.5 | 8.6 | No | N/A | 2 | 500 | 700 | 100 | 300 | 2025-01-01
211306390 | Mitsutomo | RO-SZ30-AB-Q | RW-SZ30-AB-Q | 11 | 21 | 9.1 | No | N/A | 3 | 600 | 800 | 150 | 350 | 2025-01-01
211306391 | Mitsutomo | RO-SZ36-AB-Q | RW-SZ36-AB-Q | 8.5 | 17.5 | 8.7 | No | N/A | 2 | 500 | 700 | 100 | 300 | 2025-01-01
211306392 | Mitsutomo | HO-SZ06-AB-Q | HW-SZ06-AB-Q | 15 | 23.5 | 12 | No | N/A | 4 | 700 | 900 | 150 | 350 | 2025-01-01
211306393 | Mitsutomo | HO-SZ09-AB-Q | HW-SZ09-AB-Q | 15.8 | 26.4 | 11.6 | No | N/A | 4 | 700 | 900 | 150 | 350 | 2025-01-01
211306394 | Mitsutomo | HO-SZ12-AB-Q | HW-SZ12-AB-Q | 13 | 23.1 | 10.5 | No | N/A | 4 | 700 | 900 | 150 | 350 | 2025-01-01
211306395 | Mitsutomo | HO-SZ18-AB-Q | HW-SZ18-AB-Q | 13 | 22 | 10.6 | No | N/A | 4 | 700 | 900 | 150 | 350 | 2025-01-01
211306396 | Mitsutomo | HO-SZ24-AB-Q | HW-SZ24-AB-Q | 12.5 | 22.3 | 10.3 | No | N/A | 4 | 700 | 900 | 150 | 350 | 2025-01-01
211306397 | Mitsutomo | HO-SZ06-AB-Q | HJ-UZ06-AB-Q | 14.5 | 22 | 10.8 | No | N/A | 4 | 700 | 900 | 150 | 350 | 2025-01-01
211306398 | Mitsutomo | HO-SZ09-AB-Q | HJ-UZ09-AB-Q | 13 | 24 | 12.4 | No | N/A | 4 | 700 | 900 | 150 | 350 | 2025-01-01
211306399 | Mitsutomo | HO-SZ12-AB-Q | HJ-UZ12-AB-Q | 13 | 23 | 10 | No | N/A | 4 | 700 | 900 | 150 | 350 | 2025-01-01
211306400 | Mitsutomo | HO-SZ18-AB-Q | HJ-UZ18-AB-Q | 12.5 | 19.8 | 11.2 | No | N/A | 4 | 700 | 900 | 150 | 350 | 2025-01-01
216031060 | MOOVAIR | MXHSA2742AV1 |  | 12 | 21 | 9 | Yes | Both | 3 | 600 | 800 | 150 | 350 | 2025-01-01
216031063 | MOOVAIR | MXHSA3652AV1 |  | 11.7 | 20 | 9.2 | Yes | Both | 3 | 600 | 800 | 150 | 350 | 2025-01-01
216031066 | MOOVAIR | MXHSA4862AV1 |  | 12 | 20.4 | 10.6 | Yes | Both | 4 | 700 | 900 | 150 | 350 | 2025-01-01
216031069 | MOOVAIR | MXHZA1832AV1 |  | 13 | 20 | 10 | Yes | Both | 4 | 700 | 900 | 150 | 350 | 2025-01-01
216031072 | MOOVAIR | MXHZA2742AV1 |  | 12 | 19 | 9.5 | Yes | Both | 3 | 600 | 800 | 150 | 350 | 2025-01-01
216031078 | MOOVAIR | MXHZA4862AV1 |  | 11.7 | 20.4 | 11 | Yes | Both | 4 | 700 | 900 | 150 | 350 | 2025-01-01
216031075 | MOOVAIR | MXHZA3652AV1 |  | 12 | 19.4 | 10.4 | Yes | Both | 4 | 700 | 900 | 150 | 350 | 2025-01-01
204005761 | MOOVAIR | DM36HOM25230X3 |  | 11.7 | 19 | 9.5 | No | N/A | 3 | 600 | 800 | 150 | 350 | 2025-01-01
204005762 | MOOVAIR | DM18HOM23230X2 |  | 11.7 | 18.3 | 9 | Yes | No | 3 | 600 | 800 | 150 | 350 | 2025-01-01
204005763 | MOOVAIR | DM27HOM23230X2 |  | 11 | 20 | 8.5 | No | N/A | 2 | 500 | 700 | 100 | 300 | 2025-01-01
204005764 | MOOVAIR | DM36HOM23230X2 |  | 10 | 18.5 | 8.7 | No | N/A | 2 | 500 | 700 | 100 | 300 | 2025-01-01
204005765 | MOOVAIR | DM48HOM23230X2 |  | 10.1 | 18.3 | 9.6 | No | N/A | 3 | 600 | 800 | 150 | 350 | 2025-01-01
207742530 | MOOVAIR | DMA18HOM23230X2 |  | 12 | 19 | 9.8 | Yes | Both | 3 | 600 | 800 | 150 | 350 | 2025-01-01
207742533 | MOOVAIR | DMA27HOM23230X2 |  | 11.7 | 21 | 9.2 | Yes | No | 3 | 600 | 800 | 150 | 350 | 2025-01-01
207742536 | MOOVAIR | DMA36HOM23230X2 |  | 11 | 20 | 9.2 | No | N/A | 3 | 600 | 800 | 150 | 350 | 2025-01-01
207742539 | MOOVAIR | DMA48HOM23230X2 |  | 10.8 | 20.5 | 9.7 | No | N/A | 3 | 600 | 800 | 150 | 350 | 2025-01-01
207742542 | MOOVAIR | DMA18HOM25230X3 |  | 12 | 19 | 9.3 | Yes | Both | 3 | 600 | 800 | 150 | 350 | 2025-01-01
207742545 | MOOVAIR | DMA27HOM25230X3 |  | 11.7 | 20 | 9.5 | Yes | Both | 3 | 600 | 800 | 150 | 350 | 2025-01-01
207742548 | MOOVAIR | DMA36HOM25230X3 |  | 11.7 | 19 | 10 | No | N/A | 4 | 700 | 900 | 150 | 350 | 2025-01-01
207742551 | MOOVAIR | DMA48HOM25230X3 |  | 11.7 | 20.9 | 9 | Yes | Both | 3 | 600 | 800 | 150 | 350 | 2025-01-01
208136317 | MOOVAIR | DMA55HOM23230X2 |  | 10.5 | 19 | 8.6 | No | N/A | 2 | 500 | 700 | 100 | 300 | 2025-01-01
208136320 | MOOVAIR | DMA55HOM25230X3 |  | 10.5 | 18.8 | 9.3 | Yes | Yes | 3 | 600 | 800 | 150 | 350 | 2025-01-01
216505498 | MOOVAIR | MXHSA1832AN1 |  | 12 | 20 | 10 | Yes | Both | 4 | 700 | 900 | 150 | 350 | 2025-01-01
216505497 | MOOVAIR | MXHSA1832AN1 |  | 14 | 25.1 | 9.8 | Yes | Both | 3 | 600 | 800 | 150 | 350 | 2025-01-01
208136319 | MOOVAIR | DMA55HOM25230X3 |  | 10.5 | 22 | 9.5 | Yes | Yes | 3 | 600 | 800 | 150 | 350 | 2025-01-01
207742550 | MOOVAIR | DMA48HOM25230X3 |  | 11.7 | 21.8 | 9.8 | Yes | Both | 3 | 600 | 800 | 150 | 350 | 2025-01-01
207742544 | MOOVAIR | DMA27HOM25230X3 |  | 12.5 | 23 | 10.6 | Yes | Both | 4 | 700 | 900 | 150 | 350 | 2025-01-01
207742547 | MOOVAIR | DMA36HOM25230X3 |  | 13.6 | 22.2 | 10.3 | Yes | Both | 4 | 700 | 900 | 150 | 350 | 2025-01-01
207742538 | MOOVAIR | DMA48HOM23230X2 |  | 12.5 | 23.4 | 8.7 | Yes | No | 2 | 500 | 700 | 100 | 300 | 2025-01-01
207742541 | MOOVAIR | DMA18HOM25230X3 |  | 12.5 | 22 | 9.8 | Yes | Both | 3 | 600 | 800 | 150 | 350 | 2025-01-01
207742532 | MOOVAIR | DMA27HOM23230X2 |  | 12.7 | 24.6 | 9.5 | Yes | No | 3 | 600 | 800 | 150 | 350 | 2025-01-01
207742535 | MOOVAIR | DMA36HOM23230X2 |  | 11.7 | 23.9 | 9.5 | Yes | No | 3 | 600 | 800 | 150 | 350 | 2025-01-01
207742529 | MOOVAIR | DMA18HOM23230X2 |  | 13.9 | 22.9 | 10.5 | Yes | No | 4 | 700 | 900 | 150 | 350 | 2025-01-01
204005772 | MOOVAIR | DM27HOM25230X3 |  | 12.5 | 22 | 9 | Yes | Both | 3 | 600 | 800 | 150 | 350 | 2025-01-01
204005751 | MOOVAIR | DM18HOM25230X3 |  | 12.5 | 21.5 | 9 | Yes | Both | 3 | 600 | 800 | 150 | 350 | 2025-01-01
204005752 | MOOVAIR | DM36HOM25230X3 |  | 13.5 | 21.5 | 9.5 | Yes | Both | 3 | 600 | 800 | 150 | 350 | 2025-01-01
203238516 | MOOVAIR | DM18HOM23230X2 |  | 12 | 22.4 | 9.1 | Yes | No | 3 | 600 | 800 | 150 | 350 | 2025-01-01
203238518 | MOOVAIR | DM27HOM23230X2 |  | 12.5 | 23 | 9.2 | Yes | No | 3 | 600 | 800 | 150 | 350 | 2025-01-01
203238520 | MOOVAIR | DM48HOM23230X2 |  | 12.5 | 23.7 | 8.6 | Yes | No | 2 | 500 | 700 | 100 | 300 | 2025-01-01
203238789 | MOOVAIR | DM36HOM23230X2 |  | 11.5 | 22.5 | 9 | No | N/A | 3 | 600 | 800 | 150 | 350 | 2025-01-01
202635803 | MOOVAIR | DM18HOM23230X2 |  | 12 | 22.4 | 9.1 | Yes | No | 3 | 600 | 800 | 150 | 350 | 2025-01-01
202635804 | MOOVAIR | DM27HOM23230X2 |  | 12.5 | 23 | 9.2 | Yes | No | 3 | 600 | 800 | 150 | 350 | 2025-01-01
202635806 | MOOVAIR | DM48HOM23230X2 |  | 12.5 | 23.7 | 8.6 | Yes | No | 2 | 500 | 700 | 100 | 300 | 2025-01-01
216031074 | MOOVAIR | MXHZA3652AV1 |  | 13 | 23 | 10.7 | Yes | Both | 4 | 700 | 900 | 150 | 350 | 2025-01-01
216031077 | MOOVAIR | MXHZA4862AV1 |  | 12 | 23 | 11 | Yes | Both | 4 | 700 | 900 | 150 | 350 | 2025-01-01
216031068 | MOOVAIR | MXHZA1832AV1 |  | 15 | 25 | 10.4 | Yes | Both | 4 | 700 | 900 | 150 | 350 | 2025-01-01
216031071 | MOOVAIR | MXHZA2742AV1 |  | 12.5 | 23 | 10.5 | Yes | Both | 4 | 700 | 900 | 150 | 350 | 2025-01-01
216031062 | MOOVAIR | MXHSA3652AV1 |  | 12 | 24 | 9.5 | Yes | Both | 3 | 600 | 800 | 150 | 350 | 2025-01-01
216031065 | MOOVAIR | MXHSA4862AV1 |  | 12.5 | 24 | 10.3 | Yes | Both | 4 | 700 | 900 | 150 | 350 | 2025-01-01
216031059 | MOOVAIR | MXHSA2742AV1 |  | 13 | 25 | 9.5 | Yes | Both | 3 | 600 | 800 | 150 | 350 | 2025-01-01
208136316 | MOOVAIR | DMA55HOM23230X2 |  | 10.5 | 21.3 | 9.1 | No | N/A | 3 | 600 | 800 | 150 | 350 | 2025-01-01
216031061 | MOOVAIR | MXHSA2742AV1 |  | 12.5 | 23 | 9.25 | Yes | Both | 3 | 600 | 800 | 150 | 350 | 2025-01-01
216031064 | MOOVAIR | MXHSA3652AV1 |  | 11.85 | 22 | 9.35 | Yes | Both | 3 | 600 | 800 | 150 | 350 | 2025-01-01
216031073 | MOOVAIR | MXHZA2742AV1 |  | 12.25 | 21 | 10 | Yes | Both | 4 | 700 | 900 | 150 | 350 | 2025-01-01
216031070 | MOOVAIR | MXHZA1832AV1 |  | 14 | 22.5 | 10.2 | Yes | Both | 4 | 700 | 900 | 150 | 350 | 2025-01-01
216031067 | MOOVAIR | MXHSA4862AV1 |  | 12.25 | 22.2 | 10.45 | Yes | Both | 4 | 700 | 900 | 150 | 350 | 2025-01-01
216031079 | MOOVAIR | MXHZA4862AV1 |  | 11.85 | 21.7 | 11 | Yes | Both | 4 | 700 | 900 | 150 | 350 | 2025-01-01
216031076 | MOOVAIR | MXHZA3652AV1 |  | 12.5 | 21.2 | 10.55 | Yes | Both | 4 | 700 | 900 | 150 | 350 | 2025-01-01
204005766 | MOOVAIR | DM18HOM25230X3 |  | 11.75 | 19.25 | 8.5 | No | N/A | 2 | 500 | 700 | 100 | 300 | 2025-01-01
204005767 | MOOVAIR | DM27HOM25230X3 |  | 11.75 | 20 | 8.5 | No | N/A | 2 | 500 | 700 | 100 | 300 | 2025-01-01
204005768 | MOOVAIR | DM18HOM23230X2 |  | 11.7 | 19.4 | 8.85 | Yes | No | 2 | 500 | 700 | 100 | 300 | 2025-01-01
204005769 | MOOVAIR | DM27HOM23230X2 |  | 11.25 | 21 | 9.05 | No | N/A | 3 | 600 | 800 | 150 | 350 | 2025-01-01
204005770 | MOOVAIR | DM36HOM23230X2 |  | 10.25 | 19.95 | 8.65 | No | N/A | 2 | 500 | 700 | 100 | 300 | 2025-01-01
204005771 | MOOVAIR | DM48HOM23230X2 |  | 10.55 | 19.4 | 9.2 | No | N/A | 3 | 600 | 800 | 150 | 350 | 2025-01-01
204005773 | MOOVAIR | DM36HOM25230X3 |  | 12.6 | 20.25 | 9.5 | No | N/A | 3 | 600 | 800 | 150 | 350 | 2025-01-01
207742531 | MOOVAIR | DMA18HOM23230X2 |  | 12.95 | 20.95 | 10.15 | Yes | No | 4 | 700 | 900 | 150 | 350 | 2025-01-01
207742534 | MOOVAIR | DMA27HOM23230X2 |  | 12.2 | 22.8 | 9.35 | Yes | No | 3 | 600 | 800 | 150 | 350 | 2025-01-01
207742543 | MOOVAIR | DMA18HOM25230X3 |  | 12.25 | 20.5 | 9.55 | Yes | Both | 3 | 600 | 800 | 150 | 350 | 2025-01-01
207742540 | MOOVAIR | DMA48HOM23230X2 |  | 11.65 | 21.95 | 9.2 | No | N/A | 3 | 600 | 800 | 150 | 350 | 2025-01-01
207742537 | MOOVAIR | DMA36HOM23230X2 |  | 11.35 | 21.95 | 9.35 | No | N/A | 3 | 600 | 800 | 150 | 350 | 2025-01-01
207742546 | MOOVAIR | DMA27HOM25230X3 |  | 12.1 | 21.5 | 10.05 | Yes | Both | 4 | 700 | 900 | 150 | 350 | 2025-01-01
207742552 | MOOVAIR | DMA48HOM25230X3 |  | 11.7 | 21.35 | 9.4 | Yes | Both | 3 | 600 | 800 | 150 | 350 | 2025-01-01
207742549 | MOOVAIR | DMA36HOM25230X3 |  | 12.65 | 20.6 | 10.15 | Yes | Both | 4 | 700 | 900 | 150 | 350 | 2025-01-01
208136321 | MOOVAIR | DMA55HOM25230X3 |  | 10.5 | 20.4 | 9.4 | Yes | Yes | 3 | 600 | 800 | 150 | 350 | 2025-01-01
208136318 | MOOVAIR | DMA55HOM23230X2 |  | 10.5 | 20.15 | 8.85 | No | N/A | 2 | 500 | 700 | 100 | 300 | 2025-01-01
216505499 | MOOVAIR | MXHSA1832AN1 |  | 13 | 22.55 | 9.9 | Yes | Both | 3 | 600 | 800 | 150 | 350 | 2025-01-01
217120756 | MOOVAIR | DMB12HOS42230E8 | DMA12HIW42230E4 | 14 | 27 | 12 | Yes | Both | 4 | 700 | 900 | 150 | 350 | 2025-01-01
216605989 | MOOVAIR | MSHHA12C2AN1 | MWHHA12C2AS1 | 14.2 | 29.4 | 14.5 | Yes | Both | 4 | 700 | 900 | 150 | 350 | 2025-01-01
216505503 | MOOVAIR | MSHEA15C2AN1 | MWHEA15C2AN1* | 11.7 | 23.5 | 9.9 | Yes | Both | 3 | 600 | 800 | 150 | 350 | 2025-01-01
216505504 | MOOVAIR | MSHMA15C2AN1 | MWHMA15C2AS1* | 13.5 | 22.2 | 11.5 | Yes | Both | 4 | 700 | 900 | 150 | 350 | 2025-01-01
216505505 | MOOVAIR | MSHEA12C2AN1 | GOHRA12C2AS1 | 12.3 | 22.1 | 10 | Yes | Both | 4 | 700 | 900 | 150 | 350 | 2025-01-01
216505506 | MOOVAIR | MSHMA12C2AN1 | GOHRA12C2AS1 | 13 | 23 | 10 | Yes | Both | 4 | 700 | 900 | 150 | 350 | 2025-01-01
212596839 | MOOVAIR | DMA12HOS25230E8 | DUB12HIFU230X5A | 13 | 25 | 11 | Yes | Both | 4 | 700 | 900 | 150 | 350 | 2025-01-01
212596840 | MOOVAIR | DMA12HOS28230E8 | DUB12HIFU230X5A | 13.3 | 24.2 | 10.7 | Yes | Both | 4 | 700 | 900 | 150 | 350 | 2025-01-01
208119824 | MOOVAIR | DMA09HOS28230E8 | DM09HIW23230E3 | 15.6 | 25 | 11 | Yes | No | 4 | 700 | 900 | 150 | 350 | 2025-01-01
208119825 | MOOVAIR | DMA12HOS28230E8 | DM12HIW23230E3 | 13.5 | 23.6 | 9.5 | Yes | Both | 3 | 600 | 800 | 150 | 350 | 2025-01-01
208119826 | MOOVAIR | DMA18HOS28230E8 | DM18HIW23230E3 | 12.5 | 19.4 | 10 | Yes | No | 4 | 700 | 900 | 150 | 350 | 2025-01-01
208119827 | MOOVAIR | DMA24HOS28230E8 | DM24HIW23230E3 | 11.7 | 18.9 | 10.4 | Yes | Both | 4 | 700 | 900 | 150 | 350 | 2025-01-01
208075829 | MOOVAIR | DMA09HOS25230E8 | DMA06HIW25230E8 | 15.8 | 26.5 | 13.6 | Yes | Both | 4 | 700 | 900 | 150 | 350 | 2025-01-01
207824533 | MOOVAIR | DMA18HOS28230E8 | DUA24HIDU230X5 | 12.1 | 18 | 10.5 | Yes | Both | 4 | 700 | 900 | 150 | 350 | 2025-01-01
207742484 | MOOVAIR | DMA09HOS21115S1 | DMA09HIW21115S1 | 12.5 | 21.5 | 9 | Yes | No | 3 | 600 | 800 | 150 | 350 | 2025-01-01
207742485 | MOOVAIR | DMA12HOS21115S1 | DMA12HIW21115S1 | 10.3 | 20.8 | 8.7 | No | N/A | 2 | 500 | 700 | 100 | 300 | 2025-01-01
207742486 | MOOVAIR | DMA18HOS21230S1 | DMA18HIW21230S1 | 10.5 | 19 | 8.7 | No | N/A | 2 | 500 | 700 | 100 | 300 | 2025-01-01
207742487 | MOOVAIR | DMA24HOS21230S1 | DMA24HIW21230S1 | 9 | 18 | 8.6 | No | N/A | 2 | 500 | 700 | 100 | 300 | 2025-01-01
207742488 | MOOVAIR | DMA30HOS21230S1 | DMA30HIW21230S1 | 10.5 | 18.6 | 8.7 | No | N/A | 2 | 500 | 700 | 100 | 300 | 2025-01-01
207742489 | MOOVAIR | DMA36HOS21230S1 | DMA36HIW21230S1 | 8.5 | 17.5 | 8.7 | No | N/A | 2 | 500 | 700 | 100 | 300 | 2025-01-01
207742490 | MOOVAIR | DMA09HOS25230E8 | DMA09HIW25230E8 | 15 | 25.5 | 12.3 | Yes | Both | 4 | 700 | 900 | 150 | 350 | 2025-01-01
207742491 | MOOVAIR | DMA12HOS25230E8 | DMA12HIW25230E8 | 13.7 | 24.6 | 10.7 | Yes | No | 4 | 700 | 900 | 150 | 350 | 2025-01-01
207742492 | MOOVAIR | DMA18HOS25230E8 | DMA18HIW25230E8 | 12.5 | 23.5 | 10.8 | Yes | No | 4 | 700 | 900 | 150 | 350 | 2025-01-01
207742493 | MOOVAIR | DMA24HOS25230E8 | DMA24HIW25230E8 | 14 | 22 | 10 | Yes | No | 4 | 700 | 900 | 150 | 350 | 2025-01-01
207742494 | MOOVAIR | DMA06HOS28230E8 | DMA06HIW25230E8 | 15.8 | 26.5 | 13.6 | Yes | Both | 4 | 700 | 900 | 150 | 350 | 2025-01-01
207742495 | MOOVAIR | DMA09HOS28230E8 | DMA09HIW25230E8 | 16.2 | 28.1 | 11.5 | Yes | Both | 4 | 700 | 900 | 150 | 350 | 2025-01-01
207742496 | MOOVAIR | DMA12HOS28230E8 | DMA12HIW25230E8 | 14 | 25.5 | 10.4 | Yes | Both | 4 | 700 | 900 | 150 | 350 | 2025-01-01
207742497 | MOOVAIR | DMA18HOS28230E8 | DMA18HIW25230E8 | 12.5 | 21.5 | 11.3 | Yes | Both | 4 | 700 | 900 | 150 | 350 | 2025-01-01
207742498 | MOOVAIR | DMA24HOS28230E8 | DMA24HIW25230E8 | 13 | 21.5 | 11.4 | Yes | Both | 4 | 700 | 900 | 150 | 350 | 2025-01-01
207742499 | MOOVAIR | DMA09HOS42230E4 | DMA09HIW42230E4 | 16 | 28.5 | 18 | Yes | Both | 4 | 700 | 900 | 150 | 350 | 2025-01-01
207742500 | MOOVAIR | DMA12HOS42230E4 | DMA12HIW42230E4 | 14 | 27 | 12 | Yes | Both | 4 | 700 | 900 | 150 | 350 | 2025-01-01
207742501 | MOOVAIR | DMA18HOS42230E4 | DMA18HIW42230E4 | 15.3 | 26.3 | 15.5 | Yes | Both | 4 | 700 | 900 | 150 | 350 | 2025-01-01
207742502 | MOOVAIR | DMA09HOS25230E8 | DUA09HICU230X5 | 13 | 20 | 10 | Yes | Both | 4 | 700 | 900 | 150 | 350 | 2025-01-01
207742503 | MOOVAIR | DMA12HOS25230E8 | DUA12HICU230X5 | 14 | 22.7 | 10 | Yes | No | 4 | 700 | 900 | 150 | 350 | 2025-01-01
207742504 | MOOVAIR | DMA18HOS25230E8 | DUA18HICU230X5 | 12.5 | 20.5 | 10.5 | Yes | No | 4 | 700 | 900 | 150 | 350 | 2025-01-01
207742505 | MOOVAIR | DMA24HOS25230E8 | DUA24HICU230X5 | 12.5 | 21.5 | 9.7 | Yes | Both | 3 | 600 | 800 | 150 | 350 | 2025-01-01
207742506 | MOOVAIR | DMA36HOS18230S5 | DUA36HICU230X5 | 9.4 | 19.2 | 8.8 | No | N/A | 2 | 500 | 700 | 100 | 300 | 2025-01-01
207742507 | MOOVAIR | DMA48HOS18230S5 | DUA48HICU230X5 | 9.5 | 18.5 | 9.8 | No | N/A | 3 | 600 | 800 | 150 | 350 | 2025-01-01
207742508 | MOOVAIR | DMA09HOS28230E8 | DUA09HICU230X5 | 13 | 20.5 | 10.3 | Yes | Both | 4 | 700 | 900 | 150 | 350 | 2025-01-01
207742509 | MOOVAIR | DMA12HOS28230E8 | DUA12HICU230X5 | 12.7 | 22.3 | 10.2 | Yes | Both | 4 | 700 | 900 | 150 | 350 | 2025-01-01
207742510 | MOOVAIR | DMA18HOS28230E8 | DUA18HICU230X5 | 12.5 | 20 | 9.5 | Yes | Both | 3 | 600 | 800 | 150 | 350 | 2025-01-01
207742511 | MOOVAIR | DMA24HOS28230E8 | DUA24HICU230X5 | 11 | 20.5 | 11.5 | Yes | Both | 4 | 700 | 900 | 150 | 350 | 2025-01-01
207742512 | MOOVAIR | DMA36HOS28230E8 | DUA36HICU230X5 | 9.5 | 19.4 | 10.5 | Yes | Yes | 4 | 700 | 900 | 150 | 350 | 2025-01-01
207742513 | MOOVAIR | DMA48HOS28230E8 | DUA48HICU230X5 | 8.3 | 16.8 | 10.7 | Yes | Yes | 4 | 700 | 900 | 150 | 350 | 2025-01-01
207742514 | MOOVAIR | DMA09HOS25230E8 | DUA09HIDU230X5 | 12.5 | 19.2 | 10.2 | Yes | Both | 4 | 700 | 900 | 150 | 350 | 2025-01-01
207742515 | MOOVAIR | DMA12HOS25230E8 | DUA12HIDU230X5 | 11.7 | 19 | 10.3 | Yes | Both | 4 | 700 | 900 | 150 | 350 | 2025-01-01
207742516 | MOOVAIR | DMA18HOS25230E8 | DUA18HIDU230X5 | 12.5 | 20 | 10.6 | Yes | No | 4 | 700 | 900 | 150 | 350 | 2025-01-01
207742517 | MOOVAIR | DMA24HOS25230E8 | DUA24HIDU230X5 | 12.5 | 19 | 11.2 | Yes | Both | 4 | 700 | 900 | 150 | 350 | 2025-01-01
207742518 | MOOVAIR | DMA36HOS18230S5 | DUA36HIDU230X5 | 8.8 | 15.8 | 8.8 | No | N/A | 2 | 500 | 700 | 100 | 300 | 2025-01-01
207742521 | MOOVAIR | DMA09HOS28230E8 | DUA09HIDU230X5 | 13.2 | 20.2 | 12 | Yes | Both | 4 | 700 | 900 | 150 | 350 | 2025-01-01
207742522 | MOOVAIR | DMA12HOS28230E8 | DUA12HIDU230X5 | 11.7 | 19.5 | 10 | Yes | Both | 4 | 700 | 900 | 150 | 350 | 2025-01-01
207742523 | MOOVAIR | DMA18HOS28230E8 | DUA18HIDU230X5 | 11.7 | 18 | 9.5 | Yes | Both | 3 | 600 | 800 | 150 | 350 | 2025-01-01
207742524 | MOOVAIR | DMA24HOS28230E8 | DUA24HIDU230X5 | 12 | 19.2 | 10.5 | Yes | Both | 4 | 700 | 900 | 150 | 350 | 2025-01-01
207742525 | MOOVAIR | DMA36HOS28230E8 | DUA36HIDU230X5 | 9 | 16.5 | 11 | Yes | Yes | 4 | 700 | 900 | 150 | 350 | 2025-01-01
207742527 | MOOVAIR | DMA12HOS28230E8 | DUA12HIFU230E5 | 13 | 23.6 | 10 | Yes | Both | 4 | 700 | 900 | 150 | 350 | 2025-01-01
207742528 | MOOVAIR | DMA12HOS25230E8 | DUA12HIFU230E5 | 13 | 22.7 | 10.2 | Yes | Both | 4 | 700 | 900 | 150 | 350 | 2025-01-01
207645900 | MOOVAIR | DM36HOS25230E3 | DM36HICU230X5 | 9.5 | 18 | 9 | No | N/A | 3 | 600 | 800 | 150 | 350 | 2025-01-01
207645901 | MOOVAIR | DM48HOS25230E3 | DM48HICU230X5 | 8.3 | 16.5 | 9.8 | No | N/A | 3 | 600 | 800 | 150 | 350 | 2025-01-01
206853240 | MOOVAIR | DM36HOS25230E3 | DM36HIDU230X5 | 9 | 16.5 | 11 | Yes | Yes | 4 | 700 | 900 | 150 | 350 | 2025-01-01
206377754 | MOOVAIR | DM09HOS42230E4 | DM09HIW42230E4 | 15 | 26 | 12.5 | Yes | Both | 4 | 700 | 900 | 150 | 350 | 2025-01-01
206377756 | MOOVAIR | DM12HOS42230E4 | DM12HIW42230E4 | 13.5 | 24 | 9.5 | Yes | Both | 3 | 600 | 800 | 150 | 350 | 2025-01-01
206401439 | MOOVAIR | DM18HOS25230E3A | DM18HIW23230E3 | 12.5 | 19.4 | 10 | Yes | No | 4 | 700 | 900 | 150 | 350 | 2025-01-01
206401440 | MOOVAIR | DM18HOS25230E3A | DM18HIDU230X5 | 11.7 | 18 | 9.5 | Yes | Both | 3 | 600 | 800 | 150 | 350 | 2025-01-01
206401441 | MOOVAIR | DM18HOS25230E3A | DM18HICU230X5 | 12.5 | 20 | 9.5 | Yes | Both | 3 | 600 | 800 | 150 | 350 | 2025-01-01
206401442 | MOOVAIR | DM24HOS25230E3A | DM24HIW23230E3 | 11.7 | 18.9 | 10.4 | Yes | Both | 4 | 700 | 900 | 150 | 350 | 2025-01-01
206401443 | MOOVAIR | DM24HOS25230E3A | DM24HIDU230X5 | 12 | 19.2 | 10.5 | Yes | Both | 4 | 700 | 900 | 150 | 350 | 2025-01-01
205782167 | MOOVAIR | DM12HOS25230E3 | DM12HIFU230E5 | 12.5 | 19.4 | 9.4 | Yes | No | 3 | 600 | 800 | 150 | 350 | 2025-01-01
205782168 | MOOVAIR | DM12HOS23230E2 | DM12HIFU230E5 | 13 | 20.5 | 8.8 | Yes | No | 2 | 500 | 700 | 100 | 300 | 2025-01-01
204005755 | MOOVAIR | DM60HOS18230E5 | DM60HIDU230X5 | 9 | 15.4 | 8.4 | No | N/A | 1 | 400 | 600 | 100 | 300 | 2025-01-01
204005756 | MOOVAIR | DM24HOS25230E3 | DM24HICU230X5 | 11 | 20 | 9.6 | No | N/A | 3 | 600 | 800 | 150 | 350 | 2025-01-01
204005757 | MOOVAIR | DM36HOS18230E5 | DM36HICU230X5 | 9 | 17.5 | 9.3 | No | N/A | 3 | 600 | 800 | 150 | 350 | 2025-01-01
204005758 | MOOVAIR | DM48HOS18230E5 | DM48HICU230X5 | 9.5 | 16.8 | 9 | No | N/A | 3 | 600 | 800 | 150 | 350 | 2025-01-01
204005732 | MOOVAIR | DM09HOS25230E3 | DM09HIW23230E3 | 14.5 | 23.1 | 9.9 | Yes | No | 3 | 600 | 800 | 150 | 350 | 2025-01-01
204005733 | MOOVAIR | DM12HOS25230E3 | DM12HIW23230E3 | 13 | 19.9 | 9.1 | Yes | No | 3 | 600 | 800 | 150 | 350 | 2025-01-01
204005734 | MOOVAIR | DM18HOS25230E3 | DM18HIW23230E3 | 12.5 | 19.4 | 8.9 | Yes | No | 2 | 500 | 700 | 100 | 300 | 2025-01-01
204005735 | MOOVAIR | DM24HOS25230E3 | DM24HIW23230E3 | 13 | 20 | 9.5 | Yes | No | 3 | 600 | 800 | 150 | 350 | 2025-01-01
204005736 | MOOVAIR | DM09HOS23230E2 | DM09HIDU230X5 | 12.1 | 18.7 | 9.8 | Yes | Both | 3 | 600 | 800 | 150 | 350 | 2025-01-01
204005737 | MOOVAIR | DM12HOS23230E2 | DM12HIDU230X5 | 11.7 | 19 | 10 | Yes | Both | 4 | 700 | 900 | 150 | 350 | 2025-01-01
204005738 | MOOVAIR | DM18HOS23230E2 | DM18HIDU230X5 | 11.7 | 18.5 | 9.2 | Yes | No | 3 | 600 | 800 | 150 | 350 | 2025-01-01
204005739 | MOOVAIR | DM24HOS23230E2 | DM24HIDU230X5 | 11.7 | 19 | 10 | Yes | Both | 4 | 700 | 900 | 150 | 350 | 2025-01-01
204005740 | MOOVAIR | DM09HOS25230E3 | DM09HIDU230X5 | 12.1 | 18.5 | 11.5 | Yes | Both | 4 | 700 | 900 | 150 | 350 | 2025-01-01
204005741 | MOOVAIR | DM12HOS25230E3 | DM12HIDU230X5 | 11.7 | 19 | 10 | Yes | Both | 4 | 700 | 900 | 150 | 350 | 2025-01-01
204005743 | MOOVAIR | DM24HOS25230E3 | DM24HIDU230X5 | 11.7 | 19.2 | 10.5 | Yes | Both | 4 | 700 | 900 | 150 | 350 | 2025-01-01
204005746 | MOOVAIR | DM18HOS23230E2 | DM18HICU230X5 | 12.5 | 20 | 9.1 | Yes | No | 3 | 600 | 800 | 150 | 350 | 2025-01-01
204005748 | MOOVAIR | DM09HOS25230E3 | DM09HICU230X5 | 13 | 20 | 9.4 | Yes | No | 3 | 600 | 800 | 150 | 350 | 2025-01-01
204005749 | MOOVAIR | DM12HOS25230E3 | DM12HICU230X5 | 12.5 | 19.5 | 9.3 | Yes | No | 3 | 600 | 800 | 150 | 350 | 2025-01-01
204005750 | MOOVAIR | DM18HOS25230E3 | DM18HICU230X5 | 12.5 | 20 | 9.8 | Yes | No | 3 | 600 | 800 | 150 | 350 | 2025-01-01
203238514 | MOOVAIR | DM24HOS23230E2 | DM24HIW23230E3 | 13.7 | 19.8 | 9.3 | Yes | No | 3 | 600 | 800 | 150 | 350 | 2025-01-01
202635799 | MOOVAIR | DM09HOS19115S1 | DM09HIW19115S1 | 11.5 | 18.9 | 8.1 | No | N/A | 1 | 400 | 600 | 100 | 300 | 2025-01-01
202635800 | MOOVAIR | DM12HOS19115S1 | DM12HIW19115S1 | 10.5 | 19 | 8.3 | No | N/A | 1 | 400 | 600 | 100 | 300 | 2025-01-01
202635801 | MOOVAIR | DM18HOS19230S1 | DM18HIW19230S1 | 11 | 18.7 | 8.1 | No | N/A | 1 | 400 | 600 | 100 | 300 | 2025-01-01
216031021 | MOOVAIR | MSHEA09C2AN1 | MWHEA09C2AN1 | 14.9 | 25.8 | 12.5 | Yes | Both | 4 | 700 | 900 | 150 | 350 | 2025-01-01
216031022 | MOOVAIR | MSHEA12C2AN1 | MWHEA12C2AN1 | 13 | 25.5 | 10.6 | Yes | Both | 4 | 700 | 900 | 150 | 350 | 2025-01-01
216031024 | MOOVAIR | MSHEA18C2AN1 | MWHEA18C2AN1 | 12.7 | 23.5 | 10.8 | Yes | Both | 4 | 700 | 900 | 150 | 350 | 2025-01-01
216031025 | MOOVAIR | MSHEA24C2AN1 | MWHEA24C2AN1 | 14 | 23 | 11.7 | Yes | Both | 4 | 700 | 900 | 150 | 350 | 2025-01-01
216031027 | MOOVAIR | MSHMA09C2AN1 | MWHMA09C2AS1 | 15.4 | 27.4 | 12.5 | Yes | Both | 4 | 700 | 900 | 150 | 350 | 2025-01-01
216031028 | MOOVAIR | MSHMA12C2AN1 | MWHMA12C2AS1 | 13.4 | 25.4 | 10.5 | Yes | Both | 4 | 700 | 900 | 150 | 350 | 2025-01-01
216031030 | MOOVAIR | MSHMA18C2AN1 | MWHMA18C2AS1 | 12.5 | 21.4 | 11 | Yes | Both | 4 | 700 | 900 | 150 | 350 | 2025-01-01
216031031 | MOOVAIR | MSHMA24C2AN1 | MWHMA24C2AS1 | 13 | 21 | 13.5 | Yes | Both | 4 | 700 | 900 | 150 | 350 | 2025-01-01
216031032 | MOOVAIR | MSHMA33C2AN1 | MWHMA33C2AS1 | 12 | 19.5 | 10.5 | Yes | Both | 4 | 700 | 900 | 150 | 350 | 2025-01-01
216031033 | MOOVAIR | MSHHA18C2AN1 | MWHHA18C2AS1 | 15 | 25.6 | 16.2 | Yes | Both | 4 | 700 | 900 | 150 | 350 | 2025-01-01
216031034 | MOOVAIR | MSHEA09C2AN1 | GKHRA09C2AS1 | 14.3 | 21.6 | 11.3 | Yes | Both | 4 | 700 | 900 | 150 | 350 | 2025-01-01
216031035 | MOOVAIR | MSHEA12C2AN1 | GKHRA12C2AS1 | 12.5 | 21.1 | 10.4 | Yes | Both | 4 | 700 | 900 | 150 | 350 | 2025-01-01
216031036 | MOOVAIR | MSHEA18C2AN1 | GKHRA18C2AS1 | 12.5 | 20.7 | 11.4 | Yes | Both | 4 | 700 | 900 | 150 | 350 | 2025-01-01
216031037 | MOOVAIR | MSHEA24C2AN1 | GQHRA24C2AS1 | 12 | 22 | 10.5 | Yes | Both | 4 | 700 | 900 | 150 | 350 | 2025-01-01
216031038 | MOOVAIR | MSHMA09C2AN1 | GKHRA09C2AS1 | 14 | 22.6 | 12.1 | Yes | Both | 4 | 700 | 900 | 150 | 350 | 2025-01-01
216031039 | MOOVAIR | MSHMA12C2AN1 | GKHRA12C2AS1 | 12.5 | 22.2 | 11.6 | Yes | Both | 4 | 700 | 900 | 150 | 350 | 2025-01-01
216031040 | MOOVAIR | MSHMA18C2AN1 | GKHRA18C2AS1 | 12.5 | 20 | 12.3 | Yes | Both | 4 | 700 | 900 | 150 | 350 | 2025-01-01
216031041 | MOOVAIR | MSHMA24C2AN1 | GQHRA24C2AS1 | 12 | 20.7 | 11.6 | Yes | Both | 4 | 700 | 900 | 150 | 350 | 2025-01-01
216031043 | MOOVAIR | MSHEA18C2AN1 | GOHRA18C2AS1 | 12.5 | 22.2 | 12.2 | Yes | Both | 4 | 700 | 900 | 150 | 350 | 2025-01-01
216031045 | MOOVAIR | MSHMA18C2AN1 | GOHRA18C2AS1 | 12.5 | 20.6 | 12.2 | Yes | Both | 4 | 700 | 900 | 150 | 350 | 2025-01-01
216031046 | MOOVAIR | MSHEA09C2AN1 | GDHRA09C2AS1 | 13 | 19.7 | 11.5 | Yes | Both | 4 | 700 | 900 | 150 | 350 | 2025-01-01
216031047 | MOOVAIR | MSHEA12C2AN1 | GDHRA12C2AS1 | 12 | 19.5 | 10.5 | Yes | Both | 4 | 700 | 900 | 150 | 350 | 2025-01-01
216031048 | MOOVAIR | MSHEA18C2AN1 | GDHRA18C2AS1 | 13.3 | 20 | 11.3 | Yes | Both | 4 | 700 | 900 | 150 | 350 | 2025-01-01
216031049 | MOOVAIR | MSHEA24C2AN1 | GDHRA24C2AS1 | 12.5 | 19 | 11 | Yes | Both | 4 | 700 | 900 | 150 | 350 | 2025-01-01
216031050 | MOOVAIR | MSHMA09C2AN1 | GDHRA09C2AS1 | 14 | 20.5 | 13.8 | Yes | Both | 4 | 700 | 900 | 150 | 350 | 2025-01-01
216031051 | MOOVAIR | MSHMA12C2AN1 | GDHRA12C2AS1 | 12 | 20 | 10.6 | Yes | Both | 4 | 700 | 900 | 150 | 350 | 2025-01-01
216031052 | MOOVAIR | MSHMA18C2AN1 | GDHRA18C2AS1 | 12 | 18.4 | 11.1 | Yes | Both | 4 | 700 | 900 | 150 | 350 | 2025-01-01
216031053 | MOOVAIR | MSHMA24C2AN1 | GDHRA24C2AS1 | 12 | 19 | 11.7 | Yes | Both | 4 | 700 | 900 | 150 | 350 | 2025-01-01
216031054 | MOOVAIR | MSHEA12C2AN1 | GFHRA12C2AS1 | 12.7 | 24.6 | 11 | Yes | Both | 4 | 700 | 900 | 150 | 350 | 2025-01-01
216031055 | MOOVAIR | MSHMA12C2AN1 | GFHRA12C2AS1 | 12.5 | 25 | 10.5 | Yes | Both | 4 | 700 | 900 | 150 | 350 | 2025-01-01
214731128 | MOOVAIR | SHC24VH2AG | SHC24VH2AG | 14.3 | 27.5 | 14.5 | Yes | Both | 4 | 700 | 900 | 150 | 350 | 2025-01-01
214731129 | MOOVAIR | DMA12HOS42230E4 | DMB12HIW42230E8 | 14.3 | 27.5 | 14.5 | Yes | Both | 4 | 700 | 900 | 150 | 350 | 2025-01-01
214810328 | MOOVAIR | DMC60HOS18230S5A | DUA60HIDU230X5 | 9 | 15.4 | 8.4 | No | N/A | 1 | 400 | 600 | 100 | 300 | 2025-01-01
203238509 | MOOVAIR | DM09HOS23230E2 | DM09HIW23230E3 | 14.9 | 21.8 | 9.3 | Yes | Both | 3 | 600 | 800 | 150 | 350 | 2025-01-01
203238510 | MOOVAIR | DM12HOS23230E2 | DM12HIW23230E3 | 13.7 | 22.3 | 8.8 | Yes | Both | 2 | 500 | 700 | 100 | 300 | 2025-01-01
203238512 | MOOVAIR | DM18HOS23230E2 | DM18HIW23230E3 | 13 | 20 | 8.3 | Yes | No | 1 | 400 | 600 | 100 | 300 | 2025-01-01
213369384 | MOOVAIR | DMB18HOS42230E8B | DMB18HIW42230E8 | 15.3 | 26.3 | 15.5 | Yes | Both | 4 | 700 | 900 | 150 | 350 | 2025-01-01
213088009 | MOOVAIR | DMB09HOS42230E8 | DMB09HIW42230E8 | 16.5 | 29 | 22 | Yes | Both | 4 | 700 | 900 | 150 | 350 | 2025-01-01
213088010 | MOOVAIR | DMB12HOS42230E8 | DMB12HIW42230E8 | 14.3 | 27.5 | 14.5 | Yes | Both | 4 | 700 | 900 | 150 | 350 | 2025-01-01
217050028 | MPN | MPN-12HFN3-220V | MPN-12HWFN3-220V | 11.7 | 19.5 | 9.5 | No | N/A | 3 | 600 | 800 | 150 | 350 | 2025-01-01
217050029 | MPN | MPN-36HFN3-220V | MPN-36HWFN3-220V | 11.7 | 18.5 | 9 | No | N/A | 3 | 600 | 800 | 150 | 350 | 2025-01-01
217050030 | MPN | MPN-18HFN3-220V | MPN-18HWFN3-220V | 11.7 | 19 | 9 | No | N/A | 3 | 600 | 800 | 150 | 350 | 2025-01-01
217050031 | MPN | MPN-24HFN3-220V | MPN-24HWFN3-220V | 11.7 | 19 | 9.5 | No | N/A | 3 | 600 | 800 | 150 | 350 | 2025-01-01
216032590 | MRCOOL | DIY-MULTI4-27HP230D-O |  | 12 | 20 | 9.5 | Yes | Both | 3 | 600 | 800 | 150 | 350 | 2025-01-01
216032599 | MRCOOL | DIY-MULTI6-55HP230D-O |  | 12 | 20 | 10.5 | Yes | Both | 4 | 700 | 900 | 150 | 350 | 2025-01-01
216032593 | MRCOOL | DIY-MULTI5-36HP230D-O |  | 11.7 | 19 | 9.5 | Yes | Both | 3 | 600 | 800 | 150 | 350 | 2025-01-01
216032596 | MRCOOL | DIY-MULTI6-48HP230D-O |  | 12 | 20 | 10.5 | Yes | Both | 4 | 700 | 900 | 150 | 350 | 2025-01-01
204462361 | MRCOOL | MULTI5-48HP230V1 |  | 10.1 | 18.3 | 9.6 | No | N/A | 3 | 600 | 800 | 150 | 350 | 2025-01-01
204462362 | MRCOOL | MULTI2-18HP230V1 |  | 11.7 | 18.3 | 9 | Yes | No | 3 | 600 | 800 | 150 | 350 | 2025-01-01
204462363 | MRCOOL | MULTI4-36HP230V1 |  | 10 | 18.5 | 8.7 | No | N/A | 2 | 500 | 700 | 100 | 300 | 2025-01-01
204462364 | MRCOOL | MULTI3-27HP230V1 |  | 11 | 20 | 8.5 | No | N/A | 2 | 500 | 700 | 100 | 300 | 2025-01-01
208552830 | MRCOOL | MULTI2-18HP230B |  | 12 | 19 | 9.8 | Yes | Both | 3 | 600 | 800 | 150 | 350 | 2025-01-01
208552953 | MRCOOL | MULTI3-27HP230B |  | 11.7 | 21 | 9.2 | Yes | No | 3 | 600 | 800 | 150 | 350 | 2025-01-01
208552960 | MRCOOL | MULTI4-36HP230B |  | 11 | 20 | 9.2 | No | N/A | 3 | 600 | 800 | 150 | 350 | 2025-01-01
208552965 | MRCOOL | MULTI5-48HP230B |  | 10.8 | 20.5 | 9.7 | No | N/A | 3 | 600 | 800 | 150 | 350 | 2025-01-01
208959768 | MRCOOL | DIY-MULTI5-48HP230C |  | 11.2 | 19.6 | 9.8 | No | N/A | 3 | 600 | 800 | 150 | 350 | 2025-01-01
208959770 | MRCOOL | DIY-MULTI3-27HP230C |  | 11 | 19.5 | 9.1 | No | N/A | 3 | 600 | 800 | 150 | 350 | 2025-01-01
208959771 | MRCOOL | DIY-MULTI4-36HP230C |  | 10.5 | 18 | 9 | No | N/A | 3 | 600 | 800 | 150 | 350 | 2025-01-01
207339194 | MRCOOL | DIY-MULTI4-36HP230C |  | 10.5 | 21.5 | 8.8 | No | N/A | 2 | 500 | 700 | 100 | 300 | 2025-01-01
207339195 | MRCOOL | DIY-MULTI3-27HP230C |  | 12 | 22 | 9.5 | Yes | Both | 3 | 600 | 800 | 150 | 350 | 2025-01-01
208552828 | MRCOOL | MULTI2-18HP230B |  | 13.9 | 22.9 | 10.5 | Yes | No | 4 | 700 | 900 | 150 | 350 | 2025-01-01
208552957 | MRCOOL | MULTI4-36HP230B |  | 11.7 | 23.9 | 9.5 | Yes | No | 3 | 600 | 800 | 150 | 350 | 2025-01-01
208552834 | MRCOOL | MULTI3-27HP230B |  | 12.7 | 24.6 | 9.5 | Yes | No | 3 | 600 | 800 | 150 | 350 | 2025-01-01
208552838 | MRCOOL | MULTI5-48HP230B |  | 12.5 | 23.4 | 8.7 | Yes | No | 2 | 500 | 700 | 100 | 300 | 2025-01-01
208552972 | MRCOOL | DIY-MULTI5-48HP230C |  | 11 | 20.5 | 9.2 | No | N/A | 3 | 600 | 800 | 150 | 350 | 2025-01-01
202918805 | MRCOOL | MULTI4-36HP230V1 |  | 11.5 | 22.5 | 9 | No | N/A | 3 | 600 | 800 | 150 | 350 | 2025-01-01
207339196 | MRCOOL | DIY-MULTI2-18HP230C |  | 12.5 | 21.2 | 9.6 | Yes | Both | 3 | 600 | 800 | 150 | 350 | 2025-01-01
205572571 | MRCOOL | DIY-MULTI3-27HP230 |  | 12 | 22.5 | 8.5 | Yes | No | 2 | 500 | 700 | 100 | 300 | 2025-01-01
205572572 | MRCOOL | DIY-MULTI4-36HP230 |  | 10.5 | 22.5 | 8.5 | No | N/A | 2 | 500 | 700 | 100 | 300 | 2025-01-01
204462357 | MRCOOL | MULTI5-48HP230V1 |  | 12.5 | 23.7 | 8.6 | Yes | No | 2 | 500 | 700 | 100 | 300 | 2025-01-01
204462358 | MRCOOL | MULTI2-18HP230V1 |  | 12 | 22.4 | 9.1 | Yes | No | 3 | 600 | 800 | 150 | 350 | 2025-01-01
204462360 | MRCOOL | MULTI3-27HP230V1 |  | 12.5 | 23 | 9.2 | Yes | No | 3 | 600 | 800 | 150 | 350 | 2025-01-01
202918802 | MRCOOL | MULTI2-18HP230V1 |  | 12 | 22.4 | 9.1 | Yes | No | 3 | 600 | 800 | 150 | 350 | 2025-01-01
202918803 | MRCOOL | MULTI3-27HP230V1 |  | 12.5 | 23 | 9.2 | Yes | No | 3 | 600 | 800 | 150 | 350 | 2025-01-01
202918804 | MRCOOL | MULTI5-48HP230V1 |  | 12.5 | 23.7 | 8.6 | Yes | No | 2 | 500 | 700 | 100 | 300 | 2025-01-01
8977707 | MRCOOL | MULTI2-18HP230V1 |  | 12 | 22.4 | 9.1 | Yes | No | 3 | 600 | 800 | 150 | 350 | 2025-01-01
8977708 | MRCOOL | MULTI3-27HP230V1 |  | 12.5 | 23 | 9.2 | Yes | No | 3 | 600 | 800 | 150 | 350 | 2025-01-01
8977709 | MRCOOL | MULTI4-36HP230V1 |  | 11.5 | 22.5 | 9 | No | N/A | 3 | 600 | 800 | 150 | 350 | 2025-01-01
8977710 | MRCOOL | MULTI5-48HP230V1 |  | 12.5 | 23.7 | 8.6 | Yes | No | 2 | 500 | 700 | 100 | 300 | 2025-01-01
216032598 | MRCOOL | DIY-MULTI6-55HP230D-O |  | 12 | 22 | 10.6 | Yes | Both | 4 | 700 | 900 | 150 | 350 | 2025-01-01
216032592 | MRCOOL | DIY-MULTI5-36HP230D-O |  | 12 | 23 | 9.9 | Yes | Both | 3 | 600 | 800 | 150 | 350 | 2025-01-01
216032595 | MRCOOL | DIY-MULTI6-48HP230D-O |  | 12 | 21.8 | 10 | Yes | Both | 4 | 700 | 900 | 150 | 350 | 2025-01-01
216032588 | MRCOOL | DIY-MULTI3-18HP230D-O |  | 13 | 23.9 | 10 | Yes | Both | 4 | 700 | 900 | 150 | 350 | 2025-01-01
216032589 | MRCOOL | DIY-MULTI4-27HP230D-O |  | 12 | 23 | 9 | Yes | Both | 3 | 600 | 800 | 150 | 350 | 2025-01-01
210265864 | MRCOOL | DIY-MULTI3-27HP230C |  | 11.5 | 20.75 | 9.3 | No | N/A | 3 | 600 | 800 | 150 | 350 | 2025-01-01
210265865 | MRCOOL | DIY-MULTI4-36HP230C |  | 10.5 | 19.75 | 8.9 | No | N/A | 2 | 500 | 700 | 100 | 300 | 2025-01-01
216032591 | MRCOOL | DIY-MULTI4-27HP230D-O |  | 12 | 21.5 | 9.25 | Yes | Both | 3 | 600 | 800 | 150 | 350 | 2025-01-01
216032594 | MRCOOL | DIY-MULTI5-36HP230D-O |  | 11.85 | 21 | 9.7 | Yes | Both | 3 | 600 | 800 | 150 | 350 | 2025-01-01
216032597 | MRCOOL | DIY-MULTI6-48HP230D-O |  | 12 | 20.9 | 10.25 | Yes | Both | 4 | 700 | 900 | 150 | 350 | 2025-01-01
216032600 | MRCOOL | DIY-MULTI6-55HP230D-O |  | 12 | 21 | 10.55 | Yes | Both | 4 | 700 | 900 | 150 | 350 | 2025-01-01
204462365 | MRCOOL | MULTI5-48HP230V1 |  | 11.3 | 21 | 9.1 | No | N/A | 3 | 600 | 800 | 150 | 350 | 2025-01-01
204462366 | MRCOOL | MULTI2-18HP230V1 |  | 11.85 | 20.35 | 9.05 | Yes | No | 3 | 600 | 800 | 150 | 350 | 2025-01-01
204462367 | MRCOOL | MULTI4-36HP230V1 |  | 10.75 | 20.5 | 8.85 | No | N/A | 2 | 500 | 700 | 100 | 300 | 2025-01-01
204462368 | MRCOOL | MULTI3-27HP230V1 |  | 11.75 | 21.5 | 8.85 | Yes | No | 2 | 500 | 700 | 100 | 300 | 2025-01-01
208552832 | MRCOOL | MULTI2-18HP230B |  | 12.95 | 20.95 | 10.15 | Yes | No | 4 | 700 | 900 | 150 | 350 | 2025-01-01
208552955 | MRCOOL | MULTI3-27HP230B |  | 12.2 | 22.8 | 9.35 | Yes | No | 3 | 600 | 800 | 150 | 350 | 2025-01-01
208552967 | MRCOOL | MULTI5-48HP230B |  | 11.65 | 21.95 | 9.2 | No | N/A | 3 | 600 | 800 | 150 | 350 | 2025-01-01
208552962 | MRCOOL | MULTI4-36HP230B |  | 11.35 | 21.95 | 9.35 | No | N/A | 3 | 600 | 800 | 150 | 350 | 2025-01-01
210410110 | MRCOOL | DIY-MULTI5-48HP230C |  | 11.1 | 20.05 | 9.5 | No | N/A | 3 | 600 | 800 | 150 | 350 | 2025-01-01
216032551 | MRCOOL | DIYHH-18-HP-C-230D25-O | DIY-18-HP-WMAH-230D25-O | 12.5 | 21.2 | 11 | Yes | Both | 4 | 700 | 900 | 150 | 350 | 2025-01-01
216032552 | MRCOOL | DIYHH-18-HP-C-230D25-O | DIYCASSETTE18HP-230D25-O | 12.5 | 19.8 | 12.2 | Yes | Both | 4 | 700 | 900 | 150 | 350 | 2025-01-01
216032553 | MRCOOL | EZPRO-09-HP-C-11516D-O | EZPRO-09-HP-WMAH-115D-O | 11.3 | 20.2 | 9.2 | No | N/A | 3 | 600 | 800 | 150 | 350 | 2025-01-01
209862113 | MRCOOL | DIY-18-HP-C-230C25 | DIYCASSETTE18HP-230C25 | 12.5 | 23 | 10.3 | Yes | No | 4 | 700 | 900 | 150 | 350 | 2025-01-01
208552787 | MRCOOL | DIY-12-HP-C-115C25 | DIY-12-HP-WMAH-115C25 | 12.5 | 22.5 | 9 | Yes | No | 3 | 600 | 800 | 150 | 350 | 2025-01-01
208552788 | MRCOOL | DIY-18-HP-C-230C25 | DIY-18-HP-WMAH-230C25 | 12.6 | 22.7 | 9.8 | Yes | No | 3 | 600 | 800 | 150 | 350 | 2025-01-01
208552791 | MRCOOL | DIY-24-HP-C-230C25 | DIY-24-HP-WMAH-230C25 | 12.5 | 20.5 | 9.2 | Yes | No | 3 | 600 | 800 | 150 | 350 | 2025-01-01
208552794 | MRCOOL | A-09-HP-C-115C | A-09-HP-WMAH-115C | 12.5 | 21.5 | 9 | Yes | No | 3 | 600 | 800 | 150 | 350 | 2025-01-01
208552796 | MRCOOL | A-09-HP-C-230C | A-12-HP-WMAH-115C | 10.3 | 20.8 | 8.7 | No | N/A | 2 | 500 | 700 | 100 | 300 | 2025-01-01
208552802 | MRCOOL | A-12-HP-C-230C | A-12-HP-WMAH-230C | 10.8 | 21.4 | 9.1 | No | N/A | 3 | 600 | 800 | 150 | 350 | 2025-01-01
208552804 | MRCOOL | A-18-HP-C-230C | A-18-HP-WMAH-230C | 10.5 | 19 | 8.7 | No | N/A | 2 | 500 | 700 | 100 | 300 | 2025-01-01
208552806 | MRCOOL | A-24-HP-C-230C | A-24-HP-WMAH-230C | 9 | 18 | 8.6 | No | N/A | 2 | 500 | 700 | 100 | 300 | 2025-01-01
208552808 | MRCOOL | A-36-HP-C-230C | A-36-HP-WMAH-230C | 8.5 | 17.5 | 8.7 | No | N/A | 2 | 500 | 700 | 100 | 300 | 2025-01-01
208552810 | MRCOOL | O-ES-09-HP-C-230B | O-09-HP-WMAH-230B | 15 | 25.5 | 12.3 | Yes | Both | 4 | 700 | 900 | 150 | 350 | 2025-01-01
208552813 | MRCOOL | O-ES-12-HP-C-230B | O-12-HP-WMAH-230B | 13.7 | 24.6 | 10.7 | Yes | No | 4 | 700 | 900 | 150 | 350 | 2025-01-01
208552815 | MRCOOL | O-ES-18-HP-C-230B | O-18-HP-WMAH-230B | 12.5 | 23.5 | 10.8 | Yes | No | 4 | 700 | 900 | 150 | 350 | 2025-01-01
208552817 | MRCOOL | O-ES-24-HP-C-230B | O-24-HP-WMAH-230B | 14 | 22 | 10 | Yes | No | 4 | 700 | 900 | 150 | 350 | 2025-01-01
208552819 | MRCOOL | O-HH-09-HP-C-230B | O-09-HP-WMAH-230B | 16.2 | 28.1 | 11.5 | Yes | Both | 4 | 700 | 900 | 150 | 350 | 2025-01-01
208552821 | MRCOOL | O-HH-12-HP-C-230B | O-12-HP-WMAH-230B | 14 | 25.5 | 10.4 | Yes | Both | 4 | 700 | 900 | 150 | 350 | 2025-01-01
208552823 | MRCOOL | O-HH-18-HP-C-230B | O-18-HP-WMAH-230B | 12.5 | 21.5 | 11.3 | Yes | Both | 4 | 700 | 900 | 150 | 350 | 2025-01-01
208552825 | MRCOOL | O-HH-24-HP-C-230B | O-24-HP-WMAH-230B | 13 | 21.5 | 11.4 | Yes | Both | 4 | 700 | 900 | 150 | 350 | 2025-01-01
207339161 | MRCOOL | O-HH-09-HP-C-230A | O-09-HP-WMAH-230B | 16.2 | 28.1 | 11.5 | Yes | Both | 4 | 700 | 900 | 150 | 350 | 2025-01-01
207339162 | MRCOOL | O-HH-12-HP-C-230A | O-12-HP-WMAH-230B | 14 | 25.5 | 10.4 | Yes | Both | 4 | 700 | 900 | 150 | 350 | 2025-01-01
207339163 | MRCOOL | O-HH-18-HP-C-230A | O-18-HP-WMAH-230B | 12.5 | 21.5 | 11.3 | Yes | Both | 4 | 700 | 900 | 150 | 350 | 2025-01-01
207339164 | MRCOOL | O-HH-24-HP-C-230A | O-24-HP-WMAH-230B | 13 | 21.5 | 11.4 | Yes | Both | 4 | 700 | 900 | 150 | 350 | 2025-01-01
207339187 | MRCOOL | DIY-12-HP-C-115C | DIY-12-HP-WMAH-115C25 | 12.5 | 22.5 | 9 | Yes | No | 3 | 600 | 800 | 150 | 350 | 2025-01-01
207339188 | MRCOOL | DIY-18-HP-C-230C | DIY-18-HP-WMAH-230C25 | 12.6 | 22.7 | 9.8 | Yes | No | 3 | 600 | 800 | 150 | 350 | 2025-01-01
207339189 | MRCOOL | DIY-24-HP-C-230C | DIY-24-HP-WMAH-230C25 | 12.5 | 20.5 | 9.2 | Yes | No | 3 | 600 | 800 | 150 | 350 | 2025-01-01
207188940 | MRCOOL | EZPRO-09-HP-C-11516 | EZPRO-09-HP-WMAH-115 | 11.5 | 20 | 9.4 | Yes | No | 3 | 600 | 800 | 150 | 350 | 2025-01-01
207188941 | MRCOOL | EZPRO-12-HP-C-11516 | EZPRO-12-HP-WMAH-115 | 9 | 18.9 | 9.3 | No | N/A | 3 | 600 | 800 | 150 | 350 | 2025-01-01
207188942 | MRCOOL | EZPRO-18-HP-C-23016 | EZPRO-18-HP-WMAH-230 | 9.8 | 19.3 | 8.6 | No | N/A | 2 | 500 | 700 | 100 | 300 | 2025-01-01
207188943 | MRCOOL | EZPRO-24-HP-C-23016 | EZPRO-24-HP-WMAH-230 | 9 | 18 | 8.3 | No | N/A | 1 | 400 | 600 | 100 | 300 | 2025-01-01
205415980 | MRCOOL | A-09-HP-C-115B | A-09-HP-WMAH-115B | 11.5 | 18.9 | 8.1 | No | N/A | 1 | 400 | 600 | 100 | 300 | 2025-01-01
205415981 | MRCOOL | A-12-HP-C-115B | A-12-HP-WMAH-115B | 10.5 | 19 | 8.3 | No | N/A | 1 | 400 | 600 | 100 | 300 | 2025-01-01
204783911 | MRCOOL | O-ES-09-HP-C-230 | O-09-HP-WMAH-230A | 14.9 | 21.8 | 9.3 | Yes | Both | 3 | 600 | 800 | 150 | 350 | 2025-01-01
204783912 | MRCOOL | O-ES-12-HP-C-230 | O-12-HP-WMAH-230A | 13.7 | 22.3 | 8.8 | Yes | Both | 2 | 500 | 700 | 100 | 300 | 2025-01-01
204783913 | MRCOOL | O-ES-18-HP-C-230 | O-18-HP-WMAH-230A | 13 | 20 | 8.3 | Yes | No | 1 | 400 | 600 | 100 | 300 | 2025-01-01
204783914 | MRCOOL | O-ES-24-HP-C-230 | O-24-HP-WMAH-230A | 13.7 | 19.8 | 9.3 | Yes | No | 3 | 600 | 800 | 150 | 350 | 2025-01-01
204783915 | MRCOOL | O-HH-09-HP-C-230 | O-09-HP-WMAH-230A | 14.5 | 23.1 | 9.9 | Yes | No | 3 | 600 | 800 | 150 | 350 | 2025-01-01
204783916 | MRCOOL | O-HH-12-HP-C-230 | O-12-HP-WMAH-230A | 13 | 19.9 | 9.1 | Yes | No | 3 | 600 | 800 | 150 | 350 | 2025-01-01
204783917 | MRCOOL | O-HH-18-HP-C-230 | O-18-HP-WMAH-230A | 12.5 | 19.4 | 8.9 | Yes | No | 2 | 500 | 700 | 100 | 300 | 2025-01-01
204783918 | MRCOOL | O-HH-24-HP-C-230 | O-24-HP-WMAH-230A | 13 | 20 | 9.5 | Yes | No | 3 | 600 | 800 | 150 | 350 | 2025-01-01
204711123 | MRCOOL | DIY-18-HP-C-230B | DIY-18-HP-WMAH-230B | 12.5 | 19.8 | 9.6 | Yes | No | 3 | 600 | 800 | 150 | 350 | 2025-01-01
204711124 | MRCOOL | DIY-24-HP-C-230B | DIY-24-HP-WMAH-230B | 12.5 | 20 | 9.3 | Yes | No | 3 | 600 | 800 | 150 | 350 | 2025-01-01
204469759 | MRCOOL | O-ES-18-HP-C-230 | CASSETTE18HP-230 | 12.5 | 20 | 9.1 | Yes | No | 3 | 600 | 800 | 150 | 350 | 2025-01-01
204469761 | MRCOOL | O-ES-09-HP-C-230 | DUCT-09HP-230 | 12.1 | 18.7 | 9.8 | Yes | Both | 3 | 600 | 800 | 150 | 350 | 2025-01-01
204469762 | MRCOOL | O-ES-12-HP-C-230 | DUCT-12HP-230 | 11.7 | 19 | 10 | Yes | Both | 4 | 700 | 900 | 150 | 350 | 2025-01-01
204469763 | MRCOOL | O-ES-18-HP-C-230 | DUCT-18HP-230 | 11.7 | 18.5 | 9.2 | Yes | No | 3 | 600 | 800 | 150 | 350 | 2025-01-01
204469764 | MRCOOL | O-ES-24-HP-C-230 | DUCT-24HP-230 | 11.7 | 19 | 10 | Yes | Both | 4 | 700 | 900 | 150 | 350 | 2025-01-01
204469765 | MRCOOL | O-HH-12-HP-C-230 | CASSETTE12HP-230 | 12.5 | 19.5 | 9.3 | Yes | No | 3 | 600 | 800 | 150 | 350 | 2025-01-01
204469766 | MRCOOL | O-HH-18-HP-C-230 | CASSETTE18HP-230 | 12.5 | 20 | 9.8 | Yes | No | 3 | 600 | 800 | 150 | 350 | 2025-01-01
204469767 | MRCOOL | O-HH-24-HP-C-230 | CASSETTE24HP-230 | 11 | 20 | 9.6 | No | N/A | 3 | 600 | 800 | 150 | 350 | 2025-01-01
204469768 | MRCOOL | O-HH-09-HP-C-230 | DUCT-09HP-230 | 12.1 | 18.5 | 11.5 | Yes | Both | 4 | 700 | 900 | 150 | 350 | 2025-01-01
204469769 | MRCOOL | O-HH-12-HP-C-230 | DUCT-12HP-230 | 11.7 | 19 | 10 | Yes | Both | 4 | 700 | 900 | 150 | 350 | 2025-01-01
204469771 | MRCOOL | O-HH-24-HP-C-230 | DUCT-24HP-230 | 11.7 | 19.2 | 10.5 | Yes | Both | 4 | 700 | 900 | 150 | 350 | 2025-01-01
204340473 | MRCOOL | O-HH-12-HP-C-230 | CASSETTE12HP-230 | 12.5 | 19.5 | 9.3 | Yes | No | 3 | 600 | 800 | 150 | 350 | 2025-01-01
204340474 | MRCOOL | O-HH-18-HP-C-230 | CASSETTE18HP-230 | 12.5 | 20 | 9.8 | Yes | No | 3 | 600 | 800 | 150 | 350 | 2025-01-01
204340475 | MRCOOL | O-HH-24-HP-C-230 | CASSETTE24HP-230 | 11 | 20 | 9.6 | No | N/A | 3 | 600 | 800 | 150 | 350 | 2025-01-01
202918798 | MRCOOL | A-09-HP-C-230B | A-09-HP-WMAH-230B | 11 | 18 | 9.1 | No | N/A | 3 | 600 | 800 | 150 | 350 | 2025-01-01
202918800 | MRCOOL | A-18-HP-C-230B | A-18-HP-WMAH-230B | 11 | 18.7 | 8.1 | No | N/A | 1 | 400 | 600 | 100 | 300 | 2025-01-01
8977715 | MRCOOL | O-HH-09-HP-C-230 | CASSETTE12HP-230 | 13 | 20 | 9.4 | Yes | No | 3 | 600 | 800 | 150 | 350 | 2025-01-01
8977716 | MRCOOL | O-HH-12-HP-C-230 | CASSETTE18HP-230 | 12.5 | 19.5 | 9.3 | Yes | No | 3 | 600 | 800 | 150 | 350 | 2025-01-01
8977717 | MRCOOL | O-HH-18-HP-C-230 | CASSETTE24HP-230 | 12.5 | 20 | 9.8 | Yes | No | 3 | 600 | 800 | 150 | 350 | 2025-01-01
8967209 | MRCOOL | O-HH-09-HP-C-230 | O-HH-09-HP-WMAH-230 | 14.5 | 23.1 | 9.9 | Yes | No | 3 | 600 | 800 | 150 | 350 | 2025-01-01
8967210 | MRCOOL | O-HH-12-HP-C-230 | O-HH-12-HP-WMAH-230 | 13 | 19.9 | 9.1 | Yes | No | 3 | 600 | 800 | 150 | 350 | 2025-01-01
8967211 | MRCOOL | O-HH-18-HP-C-230 | O-HH-18-HP-WMAH-230 | 12.5 | 19.4 | 8.9 | Yes | No | 2 | 500 | 700 | 100 | 300 | 2025-01-01
8967212 | MRCOOL | O-HH-24-HP-C-230 | O-HH-24-HP-WMAH-230 | 13 | 20 | 9.5 | Yes | No | 3 | 600 | 800 | 150 | 350 | 2025-01-01
8967214 | MRCOOL | O-ES-12-HP-C-230 | O-ES-12-HP-WMAH-230 | 13 | 21.3 | 8.4 | Yes | No | 1 | 400 | 600 | 100 | 300 | 2025-01-01
8967215 | MRCOOL | O-ES-18-HP-C-230 | O-ES-18-HP-WMAH-230 | 13 | 19.9 | 8.1 | Yes | No | 1 | 400 | 600 | 100 | 300 | 2025-01-01
216032543 | MRCOOL | DIY-09-HP-C-115D25-O | DIY-09-HP-WMAH-115D25-O | 14 | 23.6 | 11.5 | Yes | Both | 4 | 700 | 900 | 150 | 350 | 2025-01-01
216032544 | MRCOOL | DIY-12-HP-C-115D25-O | DIY-12-HP-WMAH-115D25-O | 12.5 | 23.5 | 10.2 | Yes | Both | 4 | 700 | 900 | 150 | 350 | 2025-01-01
216032545 | MRCOOL | DIY-18-HP-C-230D25-O | DIY-18-HP-WMAH-230D25-O | 13.7 | 22.5 | 11.5 | Yes | Both | 4 | 700 | 900 | 150 | 350 | 2025-01-01
216032546 | MRCOOL | DIY-18-HP-C-230D25-O | DIYCASSETTE18HP-230D25-O | 12.5 | 21.4 | 11.5 | Yes | Both | 4 | 700 | 900 | 150 | 350 | 2025-01-01
216032547 | MRCOOL | DIY-24-HP-C-230D25-O | DIY-24-HP-WMAH-230D25-O | 12.7 | 22.7 | 9.5 | Yes | No | 3 | 600 | 800 | 150 | 350 | 2025-01-01
216032548 | MRCOOL | DIY-36-HP-C-230D25-O | DIY-36-HP-WMAH-230D25-O | 8.5 | 18 | 8.5 | No | N/A | 2 | 500 | 700 | 100 | 300 | 2025-01-01
216032549 | MRCOOL | DIYHH-12-HP-C-230D25-O | DIY-12-HP-WMAH-230D25-O | 12.8 | 23.5 | 10 | Yes | Both | 4 | 700 | 900 | 150 | 350 | 2025-01-01
216032550 | MRCOOL | DIYHH-12-HP-C-230D25-O | DIYCASSETTE12HP-230D25-O | 12.5 | 22.2 | 10.8 | Yes | Both | 4 | 700 | 900 | 150 | 350 | 2025-01-01
216032554 | MRCOOL | EZPRO-12-HP-C-11516D-O | EZPRO-12-HP-WMAH-115D-O | 9 | 19.5 | 9.3 | No | N/A | 3 | 600 | 800 | 150 | 350 | 2025-01-01
216032555 | MRCOOL | EZPRO-18-HP-C-23016D-O | EZPRO-18-HP-WMAH-230D-O | 9.8 | 20 | 8.5 | No | N/A | 2 | 500 | 700 | 100 | 300 | 2025-01-01
216032556 | MRCOOL | EZPRO-24-HP-C-23016D-O | EZPRO-24-HP-WMAH-230D-O | 9.7 | 18.9 | 8.7 | No | N/A | 2 | 500 | 700 | 100 | 300 | 2025-01-01
216032557 | MRCOOL | O-HH-09-HP-C-230C-O | O-09-HP-WMAH-230C-O | 15.4 | 27.4 | 12.5 | Yes | Both | 4 | 700 | 900 | 150 | 350 | 2025-01-01
216032558 | MRCOOL | O-HH-09-HP-C-230C-O | CASSETTE09HP-230C-O | 14 | 22.6 | 12.1 | Yes | Both | 4 | 700 | 900 | 150 | 350 | 2025-01-01
216032559 | MRCOOL | O-HH-09-HP-C-230C-O | DUCT-09HP-230B-O | 13.4 | 21.4 | 12.5 | Yes | Both | 4 | 700 | 900 | 150 | 350 | 2025-01-01
216032560 | MRCOOL | O-HH-12-HP-C-230C-O | O-12-HP-WMAH-230C-O | 13.4 | 25.4 | 10.5 | Yes | Both | 4 | 700 | 900 | 150 | 350 | 2025-01-01
216032561 | MRCOOL | O-HH-12-HP-C-230C-O | CASSETTE12HP-230C-O | 12.5 | 22.2 | 11.6 | Yes | Both | 4 | 700 | 900 | 150 | 350 | 2025-01-01
216032562 | MRCOOL | O-HH-12-HP-C-230C-O | DUCT-12HP-230B-O | 12 | 20 | 10 | Yes | Both | 4 | 700 | 900 | 150 | 350 | 2025-01-01
216032563 | MRCOOL | O-HH-18-HP-C-230C-O | O-18-HP-WMAH-230C-O | 12.5 | 21.4 | 11 | Yes | Both | 4 | 700 | 900 | 150 | 350 | 2025-01-01
216032564 | MRCOOL | O-HH-18-HP-C-230C-O | CASSETTE18HP-230C-O | 12.5 | 20 | 12.3 | Yes | Both | 4 | 700 | 900 | 150 | 350 | 2025-01-01
216032565 | MRCOOL | O-HH-18-HP-C-230C-O | DUCT-18HP-230B-O | 12 | 18 | 10.5 | Yes | Both | 4 | 700 | 900 | 150 | 350 | 2025-01-01
216032566 | MRCOOL | O-HH-24-HP-C-230C-O | O-24-HP-WMAH-230C-O | 13 | 21 | 13.5 | Yes | Both | 4 | 700 | 900 | 150 | 350 | 2025-01-01
216032567 | MRCOOL | O-HH-24-HP-C-230C-O | CASSETTE24HP-230C-O | 12 | 20.7 | 11.6 | Yes | Both | 4 | 700 | 900 | 150 | 350 | 2025-01-01
216032568 | MRCOOL | O-HH-24-HP-C-230C-O | DUCT-24HP-230B-O | 12 | 19 | 11.7 | Yes | Both | 4 | 700 | 900 | 150 | 350 | 2025-01-01
216032569 | MRCOOL | O-ES-09-HP-C-230C-O | O-09-HP-WMAH-230C-O | 14.9 | 25.8 | 12.5 | Yes | Both | 4 | 700 | 900 | 150 | 350 | 2025-01-01
216032570 | MRCOOL | O-ES-09-HP-C-230C-O | CASSETTE09HP-230C-O | 14.3 | 21.6 | 11.3 | Yes | Both | 4 | 700 | 900 | 150 | 350 | 2025-01-01
216032571 | MRCOOL | O-ES-09-HP-C-230C-O | DUCT-09HP-230B-O | 12.8 | 19.5 | 11 | Yes | Both | 4 | 700 | 900 | 150 | 350 | 2025-01-01
216032572 | MRCOOL | O-ES-12-HP-C-230C-O | O-12-HP-WMAH-230C-O | 13 | 25.5 | 10.6 | Yes | Both | 4 | 700 | 900 | 150 | 350 | 2025-01-01
216032573 | MRCOOL | O-ES-12-HP-C-230C-O | CASSETTE12HP-230C-O | 12.5 | 21.1 | 10.4 | Yes | Both | 4 | 700 | 900 | 150 | 350 | 2025-01-01
216032574 | MRCOOL | O-ES-12-HP-C-230C-O | DUCT-12HP-230B-O | 11.7 | 19 | 10.2 | Yes | Both | 4 | 700 | 900 | 150 | 350 | 2025-01-01
216032575 | MRCOOL | O-ES-18-HP-C-230C-O | O-18-HP-WMAH-230C-O | 12.7 | 23.5 | 10.8 | Yes | Both | 4 | 700 | 900 | 150 | 350 | 2025-01-01
216032576 | MRCOOL | O-ES-18-HP-C-230C-O | CASSETTE18HP-230C-O | 12.5 | 20.7 | 11.4 | Yes | Both | 4 | 700 | 900 | 150 | 350 | 2025-01-01
216032577 | MRCOOL | O-ES-18-HP-C-230C-O | DUCT-18HP-230B-O | 12.5 | 20 | 10.5 | Yes | Both | 4 | 700 | 900 | 150 | 350 | 2025-01-01
216032578 | MRCOOL | O-ES-24-HP-C-230C-O | O-24-HP-WMAH-230C-O | 14 | 23 | 11.7 | Yes | Both | 4 | 700 | 900 | 150 | 350 | 2025-01-01
216032579 | MRCOOL | O-ES-24-HP-C-230C-O | CASSETTE24HP-230C-O | 12 | 22 | 10.5 | Yes | Both | 4 | 700 | 900 | 150 | 350 | 2025-01-01
216032580 | MRCOOL | O-ES-24-HP-C-230C-O | DUCT-24HP-230B-O | 12.5 | 19 | 11 | Yes | Both | 4 | 700 | 900 | 150 | 350 | 2025-01-01
216032581 | MRCOOL | A-09-HP-C-115D-O | A-09-HP-WMAH-115D-O | 12.5 | 21.5 | 9 | Yes | No | 3 | 600 | 800 | 150 | 350 | 2025-01-01
216032582 | MRCOOL | A-12-HP-C-115D-O | A-12-HP-WMAH-115D-O | 10.1 | 21.2 | 8.7 | No | N/A | 2 | 500 | 700 | 100 | 300 | 2025-01-01
216032583 | MRCOOL | A-09-HP-C-230D-O | A-09-HP-WMAH-230D-O | 12.6 | 21.2 | 9.1 | Yes | Both | 3 | 600 | 800 | 150 | 350 | 2025-01-01
216032584 | MRCOOL | A-12-HP-C-230D-O | A-12-HP-WMAH-230D-O | 10.8 | 21.3 | 9.1 | No | N/A | 3 | 600 | 800 | 150 | 350 | 2025-01-01
216032585 | MRCOOL | A-18-HP-C-230D-O | A-18-HP-WMAH-230D-O | 10.8 | 19.2 | 9.6 | No | N/A | 3 | 600 | 800 | 150 | 350 | 2025-01-01
216032586 | MRCOOL | A-24-HP-C-230D-O | A-24-HP-WMAH-230D-O | 10 | 18.7 | 9.3 | Yes | Yes | 3 | 600 | 800 | 150 | 350 | 2025-01-01
216032587 | MRCOOL | A-36-HP-C-230D-O | A-36-HP-WMAH-230D-O | 9 | 18 | 8.5 | No | N/A | 2 | 500 | 700 | 100 | 300 | 2025-01-01
213367446 | MRCOOL | A-12-HP-C-115C | A-12-HP-WMAH-115C | 10.3 | 20.8 | 8.7 | No | N/A | 2 | 500 | 700 | 100 | 300 | 2025-01-01
214232439 | Multi MFG | 36MPC4-HH-A |  | 11.7 | 19 | 10 | No | N/A | 4 | 700 | 900 | 150 | 350 | 2025-01-01
214797737 | Multi MFG | 19MPC2-HH-A |  | 12 | 19 | 9.3 | No | N/A | 3 | 600 | 800 | 150 | 350 | 2025-01-01
214797722 | Multi MFG | 18MPC2-XX-A |  | 12 | 19 | 9.8 | No | N/A | 3 | 600 | 800 | 150 | 350 | 2025-01-01
214797725 | Multi MFG | 27MPC3-XX-A |  | 11.7 | 21 | 9.2 | No | N/A | 3 | 600 | 800 | 150 | 350 | 2025-01-01
214797728 | Multi MFG | 36MPC4-XX-A |  | 11 | 20 | 9.2 | No | N/A | 3 | 600 | 800 | 150 | 350 | 2025-01-01
214797731 | Multi MFG | 48MPC5-XX-A |  | 10.8 | 20.5 | 9.7 | No | N/A | 3 | 600 | 800 | 150 | 350 | 2025-01-01
214797734 | Multi MFG | 55MPC5-XX-A |  | 10.5 | 19 | 8.6 | No | N/A | 2 | 500 | 700 | 100 | 300 | 2025-01-01
214432061 | Multi MFG | 28MPC3-HH-A |  | 11.7 | 20 | 9.5 | No | N/A | 3 | 600 | 800 | 150 | 350 | 2025-01-01
214432064 | Multi MFG | 55MPC5-HH-A |  | 10.5 | 18.8 | 9.3 | No | N/A | 3 | 600 | 800 | 150 | 350 | 2025-01-01
216760127 | Multi MFG | 27MPC4-HE-B |  | 12 | 21 | 9 | No | N/A | 3 | 600 | 800 | 150 | 350 | 2025-01-01
216760130 | Multi MFG | 36MPC5-HE-B |  | 11.7 | 20 | 9.2 | No | N/A | 3 | 600 | 800 | 150 | 350 | 2025-01-01
216760133 | Multi MFG | 48MPC6-HE-B |  | 12 | 20.4 | 10.6 | No | N/A | 4 | 700 | 900 | 150 | 350 | 2025-01-01
216760136 | Multi MFG | 60MP6-HE-B |  | 10 | 18 | 9.2 | No | N/A | 3 | 600 | 800 | 150 | 350 | 2025-01-01
216760139 | Multi MFG | 18MPC3-HH-B |  | 13 | 20 | 10 | No | N/A | 4 | 700 | 900 | 150 | 350 | 2025-01-01
216760142 | Multi MFG | 27MPC4-HH-B |  | 12 | 19 | 9.5 | No | N/A | 3 | 600 | 800 | 150 | 350 | 2025-01-01
216760145 | Multi MFG | 36MPC5-HH-B |  | 12 | 19.4 | 10.4 | No | N/A | 4 | 700 | 900 | 150 | 350 | 2025-01-01
216760148 | Multi MFG | 48MPC6-HH-B |  | 11.7 | 20.4 | 11 | No | N/A | 4 | 700 | 900 | 150 | 350 | 2025-01-01
216760151 | Multi MFG | 55MPC6-HH-B |  | 11.7 | 20 | 10.7 | No | N/A | 4 | 700 | 900 | 150 | 350 | 2025-01-01
214232442 | Multi MFG | 48MPC5-HH-A |  | 11.7 | 20.9 | 9 | No | N/A | 3 | 600 | 800 | 150 | 350 | 2025-01-01
216760124 | Multi MFG | 18MPC3-HE-B |  | 12 | 20 | 10 | No | N/A | 4 | 700 | 900 | 150 | 350 | 2025-01-01
216760123 | Multi MFG | 18MPC3-HE-B |  | 12.5 | 23 | 10 | No | N/A | 4 | 700 | 900 | 150 | 350 | 2025-01-01
211120894 | Multi MFG | 42HPC5-HH-A |  | 10.5 | 20 | 8.95 | No | N/A | 2 | 500 | 700 | 100 | 300 | 2025-01-01
216760147 | Multi MFG | 48MPC6-HH-B |  | 12 | 21.2 | 10.2 | No | N/A | 4 | 700 | 900 | 150 | 350 | 2025-01-01
216760150 | Multi MFG | 55MPC6-HH-B |  | 12 | 21.4 | 10.6 | No | N/A | 4 | 700 | 900 | 150 | 350 | 2025-01-01
216760141 | Multi MFG | 27MPC4-HH-B |  | 12 | 21 | 10 | No | N/A | 4 | 700 | 900 | 150 | 350 | 2025-01-01
216760144 | Multi MFG | 36MPC5-HH-B |  | 12.2 | 21.5 | 11.3 | No | N/A | 4 | 700 | 900 | 150 | 350 | 2025-01-01
216760135 | Multi MFG | 60MP6-HE-B |  | 10 | 19.2 | 9.6 | No | N/A | 3 | 600 | 800 | 150 | 350 | 2025-01-01
216760138 | Multi MFG | 18MPC3-HH-B |  | 13 | 21 | 10 | No | N/A | 4 | 700 | 900 | 150 | 350 | 2025-01-01
216760129 | Multi MFG | 36MPC5-HE-B |  | 12 | 23.1 | 10 | No | N/A | 4 | 700 | 900 | 150 | 350 | 2025-01-01
216760132 | Multi MFG | 48MPC6-HE-B |  | 11.7 | 21.3 | 10 | No | N/A | 4 | 700 | 900 | 150 | 350 | 2025-01-01
216760126 | Multi MFG | 27MPC4-HE-B |  | 12.2 | 23 | 9.5 | No | N/A | 3 | 600 | 800 | 150 | 350 | 2025-01-01
214432063 | Multi MFG | 55MPC5-HH-A |  | 10.5 | 22 | 9.5 | No | N/A | 3 | 600 | 800 | 150 | 350 | 2025-01-01
214432060 | Multi MFG | 28MPC3-HH-A |  | 12.5 | 23 | 10.6 | No | N/A | 4 | 700 | 900 | 150 | 350 | 2025-01-01
214797736 | Multi MFG | 19MPC2-HH-A |  | 12.5 | 22 | 9.8 | No | N/A | 3 | 600 | 800 | 150 | 350 | 2025-01-01
214797730 | Multi MFG | 48MPC5-XX-A |  | 12.5 | 23.4 | 8.7 | No | N/A | 2 | 500 | 700 | 100 | 300 | 2025-01-01
214797733 | Multi MFG | 55MPC5-XX-A |  | 10.5 | 21.3 | 9.1 | No | N/A | 3 | 600 | 800 | 150 | 350 | 2025-01-01
214797724 | Multi MFG | 27MPC3-XX-A |  | 12.7 | 24.6 | 9.5 | No | N/A | 3 | 600 | 800 | 150 | 350 | 2025-01-01
214797727 | Multi MFG | 36MPC4-XX-A |  | 11.7 | 23.9 | 9.5 | No | N/A | 3 | 600 | 800 | 150 | 350 | 2025-01-01
214797721 | Multi MFG | 18MPC2-XX-A |  | 13.9 | 22.9 | 10.5 | No | N/A | 4 | 700 | 900 | 150 | 350 | 2025-01-01
214232438 | Multi MFG | 36MPC4-HH-A |  | 13.6 | 22.2 | 10.3 | No | N/A | 4 | 700 | 900 | 150 | 350 | 2025-01-01
214232441 | Multi MFG | 48MPC5-HH-A |  | 11.7 | 21.8 | 9.8 | No | N/A | 3 | 600 | 800 | 150 | 350 | 2025-01-01
211120891 | Multi MFG | 18HPC2-HH-A |  | 12.5 | 21 | 9.5 | No | N/A | 3 | 600 | 800 | 150 | 350 | 2025-01-01
211120892 | Multi MFG | 24HPC3-HH-A |  | 12.5 | 22 | 9.05 | No | N/A | 3 | 600 | 800 | 150 | 350 | 2025-01-01
211120893 | Multi MFG | 36HPC4-HH-A |  | 12.5 | 21 | 9 | No | N/A | 3 | 600 | 800 | 150 | 350 | 2025-01-01
214232440 | Multi MFG | 36MPC4-HH-A |  | 12.65 | 20.6 | 10.15 | No | N/A | 4 | 700 | 900 | 150 | 350 | 2025-01-01
214797738 | Multi MFG | 19MPC2-HH-A |  | 12.25 | 20.5 | 9.55 | No | N/A | 3 | 600 | 800 | 150 | 350 | 2025-01-01
214797726 | Multi MFG | 27MPC3-XX-A |  | 12.2 | 22.8 | 9.35 | No | N/A | 3 | 600 | 800 | 150 | 350 | 2025-01-01
214797723 | Multi MFG | 18MPC2-XX-A |  | 12.95 | 20.95 | 10.15 | No | N/A | 4 | 700 | 900 | 150 | 350 | 2025-01-01
214797729 | Multi MFG | 36MPC4-XX-A |  | 11.35 | 21.95 | 9.35 | No | N/A | 3 | 600 | 800 | 150 | 350 | 2025-01-01
214797732 | Multi MFG | 48MPC5-XX-A |  | 11.65 | 21.95 | 9.2 | No | N/A | 3 | 600 | 800 | 150 | 350 | 2025-01-01
214797735 | Multi MFG | 55MPC5-XX-A |  | 10.5 | 20.15 | 8.85 | No | N/A | 2 | 500 | 700 | 100 | 300 | 2025-01-01
214432062 | Multi MFG | 28MPC3-HH-A |  | 12.1 | 21.5 | 10.05 | No | N/A | 4 | 700 | 900 | 150 | 350 | 2025-01-01
214432065 | Multi MFG | 55MPC5-HH-A |  | 10.5 | 20.4 | 9.4 | No | N/A | 3 | 600 | 800 | 150 | 350 | 2025-01-01
216760125 | Multi MFG | 18MPC3-HE-B |  | 12.25 | 21.5 | 10 | No | N/A | 4 | 700 | 900 | 150 | 350 | 2025-01-01
216760128 | Multi MFG | 27MPC4-HE-B |  | 12.1 | 22 | 9.25 | No | N/A | 3 | 600 | 800 | 150 | 350 | 2025-01-01
216760131 | Multi MFG | 36MPC5-HE-B |  | 11.85 | 21.55 | 9.6 | No | N/A | 3 | 600 | 800 | 150 | 350 | 2025-01-01
216760137 | Multi MFG | 60MP6-HE-B |  | 10 | 18.6 | 9.4 | No | N/A | 3 | 600 | 800 | 150 | 350 | 2025-01-01
216760134 | Multi MFG | 48MPC6-HE-B |  | 11.85 | 20.85 | 10.3 | No | N/A | 4 | 700 | 900 | 150 | 350 | 2025-01-01
216760140 | Multi MFG | 18MPC3-HH-B |  | 13 | 20.5 | 10 | No | N/A | 4 | 700 | 900 | 150 | 350 | 2025-01-01
216760143 | Multi MFG | 27MPC4-HH-B |  | 12 | 20 | 9.75 | No | N/A | 3 | 600 | 800 | 150 | 350 | 2025-01-01
216760152 | Multi MFG | 55MPC6-HH-B |  | 11.85 | 20.7 | 10.65 | No | N/A | 4 | 700 | 900 | 150 | 350 | 2025-01-01
216760149 | Multi MFG | 48MPC6-HH-B |  | 11.85 | 20.8 | 10.6 | No | N/A | 4 | 700 | 900 | 150 | 350 | 2025-01-01
216760146 | Multi MFG | 36MPC5-HH-B |  | 12.1 | 20.45 | 10.85 | No | N/A | 4 | 700 | 900 | 150 | 350 | 2025-01-01
214232443 | Multi MFG | 48MPC5-HH-A |  | 11.7 | 21.35 | 9.4 | No | N/A | 3 | 600 | 800 | 150 | 350 | 2025-01-01
214232444 | Multi MFG | MSH-12HD-A | 12CCHP0-C-M-A | 12.7 | 22.3 | 10.2 | No | N/A | 4 | 700 | 900 | 150 | 350 | 2025-01-01
208812667 | Multi MFG | 12HHW0-HP-AO | 12HHW0-HP-A | 13 | 21 | 9.5 | No | N/A | 3 | 600 | 800 | 150 | 350 | 2025-01-01
216760069 | Multi MFG | MSH-12HD-B | 12HWMS0-C-M-B | 13.2 | 24 | 10.5 | No | N/A | 4 | 700 | 900 | 150 | 350 | 2025-01-01
216760070 | Multi MFG | MSH-18HD-B | 18HWMS0-C-M-B | 13 | 21.7 | 10.8 | No | N/A | 4 | 700 | 900 | 150 | 350 | 2025-01-01
216760071 | Multi MFG | MSH-24HD-B | 24HWMS0-C-M-B | 12.5 | 22.3 | 13.3 | No | N/A | 4 | 700 | 900 | 150 | 350 | 2025-01-01
216760072 | Multi MFG | MSH-30HD-B | 30HWMS0-C-M-B | 11.7 | 20 | 10.5 | No | N/A | 4 | 700 | 900 | 150 | 350 | 2025-01-01
216760073 | Multi MFG | 9MSZ-M-B | 9CCHP0-C-S-B | 14.3 | 21.6 | 11.3 | No | N/A | 4 | 700 | 900 | 150 | 350 | 2025-01-01
216760074 | Multi MFG | 12MSZ-M-B | 12CCHP0-C-S-B | 12.5 | 21.1 | 10.4 | No | N/A | 4 | 700 | 900 | 150 | 350 | 2025-01-01
216760075 | Multi MFG | 18MSZ-M-B | 18CCHP0-C-S-B | 12.5 | 20.7 | 11.4 | No | N/A | 4 | 700 | 900 | 150 | 350 | 2025-01-01
216760076 | Multi MFG | 24MSZ-M-B | 24CCHP0-C-S-B | 12 | 22 | 10.5 | No | N/A | 4 | 700 | 900 | 150 | 350 | 2025-01-01
216760077 | Multi MFG | MSU-36HD-B | 36CCHP0-C-S-B | 9.6 | 20 | 10.3 | No | N/A | 4 | 700 | 900 | 150 | 350 | 2025-01-01
216760078 | Multi MFG | MSU-48HD-B | 48CCHP0-C-S-B | 10 | 17.1 | 9.8 | No | N/A | 3 | 600 | 800 | 150 | 350 | 2025-01-01
216760079 | Multi MFG | MSH-09HD-B | 9CCHP0-C-S-B | 14 | 22.6 | 12.1 | No | N/A | 4 | 700 | 900 | 150 | 350 | 2025-01-01
216760080 | Multi MFG | MSH-12HD-B | 12CCHP0-C-S-B | 12.5 | 22.2 | 11.6 | No | N/A | 4 | 700 | 900 | 150 | 350 | 2025-01-01
216760081 | Multi MFG | MSH-18HD-B | 18CCHP0-C-S-B | 12.5 | 20 | 12.3 | No | N/A | 4 | 700 | 900 | 150 | 350 | 2025-01-01
216760082 | Multi MFG | MSH-24HD-B | 24CCHP0-C-S-B | 12 | 20.7 | 11.6 | No | N/A | 4 | 700 | 900 | 150 | 350 | 2025-01-01
216760083 | Multi MFG | MSH-36HD-B | 36CCHP0-C-S-B | 12 | 21.2 | 10.6 | No | N/A | 4 | 700 | 900 | 150 | 350 | 2025-01-01
216760084 | Multi MFG | MSH-48HD-B | 48CCHP0-C-S-B | 10.4 | 16.7 | 10.8 | No | N/A | 4 | 700 | 900 | 150 | 350 | 2025-01-01
216760085 | Multi MFG | 9MSZ-M-B | 9HCHP0-C-M-B | 12.8 | 19.5 | 11 | No | N/A | 4 | 700 | 900 | 150 | 350 | 2025-01-01
216760086 | Multi MFG | 12MSZ-M-B | 12HCHP0-C-M-B | 11.7 | 19 | 10.2 | No | N/A | 4 | 700 | 900 | 150 | 350 | 2025-01-01
216760087 | Multi MFG | 18MSZ-M-B | 18HCHP0-C-M-B | 12.5 | 20 | 10.5 | No | N/A | 4 | 700 | 900 | 150 | 350 | 2025-01-01
216760088 | Multi MFG | MSH-09HD-B | 9HCHP0-C-M-B | 13.4 | 21.4 | 12.5 | No | N/A | 4 | 700 | 900 | 150 | 350 | 2025-01-01
216760089 | Multi MFG | MSH-12HD-B | 12HCHP0-C-M-B | 12 | 20 | 10 | No | N/A | 4 | 700 | 900 | 150 | 350 | 2025-01-01
216760090 | Multi MFG | MSH-18HD-B | 18HCHP0-C-M-B | 12 | 18 | 10.5 | No | N/A | 4 | 700 | 900 | 150 | 350 | 2025-01-01
216760091 | Multi MFG | 9MSZ-M-B | 9HHHP0-C-M-B | 13 | 19.7 | 11.5 | No | N/A | 4 | 700 | 900 | 150 | 350 | 2025-01-01
216760092 | Multi MFG | 12MSZ-M-B | 12HHHP0-C-M-B | 12 | 19.5 | 10.5 | No | N/A | 4 | 700 | 900 | 150 | 350 | 2025-01-01
216760093 | Multi MFG | 18MSZ-M-B | 18HHHP0-C-M-B | 13.3 | 20 | 11.3 | No | N/A | 4 | 700 | 900 | 150 | 350 | 2025-01-01
216760094 | Multi MFG | 24MSZ-M-B | 24HHHP0-C-M-B | 12.5 | 19 | 11 | No | N/A | 4 | 700 | 900 | 150 | 350 | 2025-01-01
216760095 | Multi MFG | MSU-36HD-B | 36HHHP0-C-M-B | 10.1 | 18.7 | 10.2 | No | N/A | 4 | 700 | 900 | 150 | 350 | 2025-01-01
216760096 | Multi MFG | MSU-48HD-B | 48HHHP0-C-M-B | 10 | 17.1 | 9.8 | No | N/A | 3 | 600 | 800 | 150 | 350 | 2025-01-01
216760097 | Multi MFG | MSU-60HD-B | 60HHHP0-C-M-B | 10 | 17 | 9.7 | No | N/A | 3 | 600 | 800 | 150 | 350 | 2025-01-01
216760098 | Multi MFG | MSH-09HD-B | 9HHHP0-C-M-B | 14 | 20.5 | 13.8 | No | N/A | 4 | 700 | 900 | 150 | 350 | 2025-01-01
216760099 | Multi MFG | MSH-12HD-B | 12HHHP0-C-M-B | 12 | 20 | 10.6 | No | N/A | 4 | 700 | 900 | 150 | 350 | 2025-01-01
216760100 | Multi MFG | MSH-18HD-B | 18HHHP0-C-M-B | 12 | 18.4 | 11.1 | No | N/A | 4 | 700 | 900 | 150 | 350 | 2025-01-01
216760101 | Multi MFG | MSH-24HD-B | 24HHHP0-C-M-B | 12 | 19 | 11.7 | No | N/A | 4 | 700 | 900 | 150 | 350 | 2025-01-01
216760102 | Multi MFG | MSH-36HD-B | 36HHHP0-C-M-B | 12 | 17.7 | 11.1 | No | N/A | 4 | 700 | 900 | 150 | 350 | 2025-01-01
216760103 | Multi MFG | MSH-48HD-B | 48HHHP0-C-M-B | 10.4 | 16.7 | 10.8 | No | N/A | 4 | 700 | 900 | 150 | 350 | 2025-01-01
216760104 | Multi MFG | MSH-60HD-B | 60HHHP0-C-M-B | 10.2 | 15.8 | 10.4 | No | N/A | 2 | 500 | 700 | 100 | 300 | 2025-01-01
216760105 | Multi MFG | 12MSZ-M-B | 12FCHP0-C-M-B | 12.7 | 24.6 | 11 | No | N/A | 4 | 700 | 900 | 150 | 350 | 2025-01-01
216760106 | Multi MFG | 18MSZ-M-B | 16FCHP0-C-M-B | 12.5 | 23.8 | 13.5 | No | N/A | 4 | 700 | 900 | 150 | 350 | 2025-01-01
216760107 | Multi MFG | MSH-12HD-B | 12FCHP0-C-M-B | 12.5 | 25 | 10.5 | No | N/A | 4 | 700 | 900 | 150 | 350 | 2025-01-01
216760108 | Multi MFG | MSH-18HD-B | 16FCHP0-C-M-B | 12.5 | 20 | 10.3 | No | N/A | 4 | 700 | 900 | 150 | 350 | 2025-01-01
216760109 | Multi MFG | 18MSZ-M-B | 18FCHP0-C-M-B | 12.5 | 22.3 | 10.4 | No | N/A | 4 | 700 | 900 | 150 | 350 | 2025-01-01
216760110 | Multi MFG | 24MSZ-M-B | 24FCHP0-C-M-B | 12.2 | 21.1 | 11.1 | No | N/A | 4 | 700 | 900 | 150 | 350 | 2025-01-01
216760111 | Multi MFG | MSU-36HD-B | 36FCHP0-C-M-B | 10.1 | 20 | 10 | No | N/A | 4 | 700 | 900 | 150 | 350 | 2025-01-01
216760112 | Multi MFG | MSU-48HD-B | 48FCHP0-C-M-B | 9.5 | 19.8 | 10.2 | No | N/A | 4 | 700 | 900 | 150 | 350 | 2025-01-01
216760113 | Multi MFG | MSU-60HD-B | 60FCHP0-C-M-B | 9.5 | 19.5 | 9.5 | No | N/A | 3 | 600 | 800 | 150 | 350 | 2025-01-01
216760114 | Multi MFG | MSH-18HD-B | 18FCHP0-C-M-B | 12.5 | 20.4 | 10.3 | No | N/A | 4 | 700 | 900 | 150 | 350 | 2025-01-01
216760115 | Multi MFG | MSH-24HD-B | 24FCHP0-C-M-B | 12 | 20.4 | 12.1 | No | N/A | 4 | 700 | 900 | 150 | 350 | 2025-01-01
216760116 | Multi MFG | MSH-36HD-B | 36FCHP0-C-M-B | 12 | 20 | 10.8 | No | N/A | 4 | 700 | 900 | 150 | 350 | 2025-01-01
216760117 | Multi MFG | MSH-48HD-B | 48FCHP0-C-M-B | 9.4 | 18.5 | 10.1 | No | N/A | 4 | 700 | 900 | 150 | 350 | 2025-01-01
216760118 | Multi MFG | MSH-60HD-B | 60FCHP0-C-M-B | 9 | 18 | 10.7 | No | N/A | 4 | 700 | 900 | 150 | 350 | 2025-01-01
216760119 | Multi MFG | 9MSZ-M-B | 9MMNC0-HP-B | 14.4 | 22.1 | 11.8 | No | N/A | 4 | 700 | 900 | 150 | 350 | 2025-01-01
216760120 | Multi MFG | 18MSZ-M-B | 18MMNC0-HP-B | 12.5 | 22.2 | 12.2 | No | N/A | 4 | 700 | 900 | 150 | 350 | 2025-01-01
216760121 | Multi MFG | MSH-09HD-B | 9MMNC0-HP-B | 14.6 | 24 | 12.1 | No | N/A | 4 | 700 | 900 | 150 | 350 | 2025-01-01
216760122 | Multi MFG | MSH-18HD-B | 18MMNC0-HP-B | 12.5 | 20.6 | 12.2 | No | N/A | 4 | 700 | 900 | 150 | 350 | 2025-01-01
216760056 | Multi MFG | 9MEZ-115-M-B | 9MEW0-115-HP-B | 10.1 | 18 | 9 | No | N/A | 3 | 600 | 800 | 150 | 350 | 2025-01-01
216760057 | Multi MFG | 12MEZ-115-M-B | 12MEW0-115-HP-B | 8.8 | 19 | 9.2 | No | N/A | 3 | 600 | 800 | 150 | 350 | 2025-01-01
216760058 | Multi MFG | 9MEZ-M-B | 9MEW0-HP-B | 10.9 | 19 | 9.7 | No | N/A | 3 | 600 | 800 | 150 | 350 | 2025-01-01
216760059 | Multi MFG | 12MEZ-M-B | 12MEW0-HP-B | 8.8 | 18 | 8.8 | No | N/A | 2 | 500 | 700 | 100 | 300 | 2025-01-01
216760060 | Multi MFG | 18MEZ-M-B | 18MEW0-HP-B | 9.9 | 18.3 | 8.7 | No | N/A | 2 | 500 | 700 | 100 | 300 | 2025-01-01
216760061 | Multi MFG | 24MEZ-M-B | 24MEW0-HP-B | 9 | 17 | 8.5 | No | N/A | 2 | 500 | 700 | 100 | 300 | 2025-01-01
216760062 | Multi MFG | 12MSZ-115-M-B | 12MHW0-115-HP-B | 12.5 | 23.2 | 10.4 | No | N/A | 4 | 700 | 900 | 150 | 350 | 2025-01-01
216760063 | Multi MFG | 9MSZ-M-B | 9MHW0-HP-B | 14.7 | 24.6 | 13 | No | N/A | 4 | 700 | 900 | 150 | 350 | 2025-01-01
216760064 | Multi MFG | 12MSZ-M-B | 12MHW0-HP-B | 12.2 | 23.1 | 11.5 | No | N/A | 4 | 700 | 900 | 150 | 350 | 2025-01-01
216760065 | Multi MFG | 18MSZ-M-B | 18MHW0-HP-B | 13.5 | 24 | 11.1 | No | N/A | 4 | 700 | 900 | 150 | 350 | 2025-01-01
216760066 | Multi MFG | 24MSZ-M-B | 24MHW0-HP-B | 13 | 23.5 | 10 | No | N/A | 4 | 700 | 900 | 150 | 350 | 2025-01-01
216760067 | Multi MFG | MSH-06HD-B | 6HWMS0-C-M-B | 16 | 25.3 | 14.6 | No | N/A | 4 | 700 | 900 | 150 | 350 | 2025-01-01
216760068 | Multi MFG | MSH-09HD-B | 9HWMS0-C-M-B | 15 | 26 | 12.5 | No | N/A | 4 | 700 | 900 | 150 | 350 | 2025-01-01
215441097 | Multi MFG | MSH-48HD-A | 48CCHP0-C-M-A | 8.3 | 16.8 | 10.7 | No | N/A | 4 | 700 | 900 | 150 | 350 | 2025-01-01
214432054 | Multi MFG | MSH-09HD-A | 9MMNC0-HP-A | 13 | 24 | 12.4 | No | N/A | 4 | 700 | 900 | 150 | 350 | 2025-01-01
214432055 | Multi MFG | MSH-18HD-A | 18MMNC0-HP-A | 12.5 | 19.8 | 11.2 | No | N/A | 4 | 700 | 900 | 150 | 350 | 2025-01-01
214432056 | Multi MFG | MSH-24HD-A | 24CCHP0-C-M-A | 11 | 20.5 | 11.5 | No | N/A | 4 | 700 | 900 | 150 | 350 | 2025-01-01
214432057 | Multi MFG | MSH-36HD-A | 36HCHP0-C-M-A | 9 | 16.5 | 11 | No | N/A | 4 | 700 | 900 | 150 | 350 | 2025-01-01
214432059 | Multi MFG | MSH-09HD-A | 9HWMS0-C-M-A | 16.2 | 28.1 | 11.5 | No | N/A | 4 | 700 | 900 | 150 | 350 | 2025-01-01
214797689 | Multi MFG | MSH-06HD-A | 06HWMS0-C-M-A | 15.8 | 26.5 | 13.6 | No | N/A | 4 | 700 | 900 | 150 | 350 | 2025-01-01
214797690 | Multi MFG | MSH-12HD-A | 12HWMS0-C-M-A | 14 | 25.5 | 10.4 | No | N/A | 4 | 700 | 900 | 150 | 350 | 2025-01-01
214797707 | Multi MFG | 9MEZ-115-M-A | 9MEW0-115-HP-A | 10.1 | 17 | 9 | No | N/A | 3 | 600 | 800 | 150 | 350 | 2025-01-01
214797708 | Multi MFG | 12MEZ-115-M-A | 12MEW0-115-HP-A | 8.8 | 17.4 | 8.7 | No | N/A | 2 | 500 | 700 | 100 | 300 | 2025-01-01
214797709 | Multi MFG | 9MEZ-M-A | 9MEW0-HP-A | 10.5 | 18.5 | 8.8 | No | N/A | 2 | 500 | 700 | 100 | 300 | 2025-01-01
214797710 | Multi MFG | 12MEZ-M-A | 12MEW0-HP-A | 8.8 | 17.6 | 8.8 | No | N/A | 2 | 500 | 700 | 100 | 300 | 2025-01-01
214797711 | Multi MFG | 18MEZ-M-A | 18MEW0-HP-A | 9.9 | 18.3 | 8.7 | No | N/A | 2 | 500 | 700 | 100 | 300 | 2025-01-01
214797713 | Multi MFG | 9MSZ-115-M-A | 9MHW0-115-HP-A | 12.5 | 21.5 | 9.1 | No | N/A | 3 | 600 | 800 | 150 | 350 | 2025-01-01
214797714 | Multi MFG | 12MSZ-115-M-A | 12MHW0-115-HP-A | 10.3 | 20.8 | 8.7 | No | N/A | 2 | 500 | 700 | 100 | 300 | 2025-01-01
214797715 | Multi MFG | 9MSZ-M-A | 9MHW0-HP-A | 12.6 | 21.7 | 9.4 | No | N/A | 3 | 600 | 800 | 150 | 350 | 2025-01-01
214797716 | Multi MFG | 12MSZ-M-A | 12MHW0-HP-A | 10.8 | 21.4 | 9.2 | No | N/A | 3 | 600 | 800 | 150 | 350 | 2025-01-01
214797717 | Multi MFG | 18MSZ-M-A | 18MHW0-HP-A | 11 | 19.5 | 8.7 | No | N/A | 2 | 500 | 700 | 100 | 300 | 2025-01-01
214797718 | Multi MFG | 24MSZ-M-A | 24MHW0-HP-A | 9.5 | 18.5 | 8.6 | No | N/A | 2 | 500 | 700 | 100 | 300 | 2025-01-01
214797719 | Multi MFG | 30MSZ-M-A | 30MHW0-HP-A | 12.2 | 21 | 8.7 | No | N/A | 2 | 500 | 700 | 100 | 300 | 2025-01-01
214232445 | Multi MFG | MSH-18HD-A | 18CCHP0-C-M-A | 12.5 | 20 | 9.5 | No | N/A | 3 | 600 | 800 | 150 | 350 | 2025-01-01
214232446 | Multi MFG | MSH-36HD-A | 36CCHP0-C-M-A | 9.5 | 19.4 | 10.5 | No | N/A | 4 | 700 | 900 | 150 | 350 | 2025-01-01
214232436 | Multi MFG | MSH-18HD-A | 18HWMS0-C-M-A | 12.5 | 21.5 | 11.3 | No | N/A | 4 | 700 | 900 | 150 | 350 | 2025-01-01
214232437 | Multi MFG | MSH-24HD-A | 24HWMS0-C-M-A | 13 | 21.5 | 11.4 | No | N/A | 4 | 700 | 900 | 150 | 350 | 2025-01-01
214609244 | Multi MFG | MSH-09HD-A | 9HCHP0-C-M-A | 13.2 | 20.2 | 12 | No | N/A | 4 | 700 | 900 | 150 | 350 | 2025-01-01
214609245 | Multi MFG | MSH-12HD-A | 12HCHP0-C-M-A | 11.7 | 19.5 | 10 | No | N/A | 4 | 700 | 900 | 150 | 350 | 2025-01-01
214609246 | Multi MFG | MSH-18HD-A | 18HCHP0-C-M-A | 11.7 | 18 | 9.5 | No | N/A | 3 | 600 | 800 | 150 | 350 | 2025-01-01
214609247 | Multi MFG | MSH-24HD-A | 24HCHP0-C-M-A | 12 | 19.2 | 10.5 | No | N/A | 4 | 700 | 900 | 150 | 350 | 2025-01-01
211583738 | Multi MFG | 9HHC0-HP-A | 9HHW0-HP-A | 14.5 | 25.5 | 10.5 | No | N/A | 4 | 700 | 900 | 150 | 350 | 2025-01-01
9850217 | MULTIZONE | MIT09H2G31(O) | MIT09H2G31(I) | 13.7 | 22 | 8.5 | No | N/A | 2 | 500 | 700 | 100 | 300 | 2025-01-01
9850218 | MULTIZONE | MIT12H2G31(O) | MIT12H2G31(I) | 13 | 21 | 9.5 | No | N/A | 3 | 600 | 800 | 150 | 350 | 2025-01-01
9850219 | MULTIZONE | MIT18H2G31(O) | MIT18H2G31(I) | 13 | 22.5 | 8.6 | No | N/A | 2 | 500 | 700 | 100 | 300 | 2025-01-01
9850222 | MULTIZONE | MIT24H2G31(O) | MIT24H2G31(I) | 12.2 | 20.5 | 8.6 | No | N/A | 2 | 500 | 700 | 100 | 300 | 2025-01-01
9850223 | MULTIZONE | MIL31H2G31(O) | MIL31H2G31(I) | 10 | 18.5 | 9 | No | N/A | 3 | 600 | 800 | 150 | 350 | 2025-01-01
215213720 | NAPOLEON | NDHAMB-27-O |  | 12 | 19 | 9.5 | Yes | Both | 3 | 600 | 800 | 150 | 350 | 2025-01-01
215213726 | NAPOLEON | NDHAMB-36-O |  | 12 | 19.4 | 10.4 | Yes | Both | 4 | 700 | 900 | 150 | 350 | 2025-01-01
207683242 | NAPOLEON | NDHAM-36-O |  | 11.7 | 19 | 10 | Yes | No | 4 | 700 | 900 | 150 | 350 | 2025-01-01
207683241 | NAPOLEON | NDHAM-36-O |  | 12.5 | 20 | 9.7 | Yes | Both | 3 | 600 | 800 | 150 | 350 | 2025-01-01
207683238 | NAPOLEON | NDHAM-28-O |  | 11.8 | 22.6 | 9.8 | Yes | Both | 3 | 600 | 800 | 150 | 350 | 2025-01-01
205309942 | NAPOLEON | NMZO-36F-B |  | 11.5 | 22.5 | 9 | No | N/A | 3 | 600 | 800 | 150 | 350 | 2025-01-01
203363529 | NAPOLEON | NMZO-36F-B |  | 10.8 | 22.5 | 9.2 | No | N/A | 3 | 600 | 800 | 150 | 350 | 2025-01-01
203363530 | NAPOLEON | NMZO-27F-B |  | 12.5 | 23 | 9.2 | Yes | No | 3 | 600 | 800 | 150 | 350 | 2025-01-01
215931373 | NAPOLEON | NDHAMBB-18-O |  | 15 | 25 | 10.4 | Yes | Both | 4 | 700 | 900 | 150 | 350 | 2025-01-01
215931374 | NAPOLEON | NDHAMBB-27-O |  | 12.5 | 23 | 10.5 | Yes | Both | 4 | 700 | 900 | 150 | 350 | 2025-01-01
215931375 | NAPOLEON | NDHAMBB-36-O |  | 13 | 23 | 10.7 | Yes | Both | 4 | 700 | 900 | 150 | 350 | 2025-01-01
215213725 | NAPOLEON | NDHAMB-36-O |  | 13 | 23 | 10.7 | Yes | Both | 4 | 700 | 900 | 150 | 350 | 2025-01-01
215213719 | NAPOLEON | NDHAMB-27-O |  | 12.5 | 23 | 10.5 | Yes | Both | 4 | 700 | 900 | 150 | 350 | 2025-01-01
215213721 | NAPOLEON | NDHAMB-27-O |  | 12.25 | 21 | 10 | Yes | Both | 4 | 700 | 900 | 150 | 350 | 2025-01-01
215213727 | NAPOLEON | NDHAMB-36-O |  | 12.5 | 21.2 | 10.55 | Yes | Both | 4 | 700 | 900 | 150 | 350 | 2025-01-01
203363535 | NAPOLEON | NMZO-27F-B |  | 11.25 | 21 | 9.05 | No | N/A | 3 | 600 | 800 | 150 | 350 | 2025-01-01
203363536 | NAPOLEON | NMZO-36F-B |  | 10.25 | 19.95 | 8.65 | No | N/A | 2 | 500 | 700 | 100 | 300 | 2025-01-01
207683240 | NAPOLEON | NDHAM-28-O |  | 11.75 | 21.3 | 9.65 | Yes | Both | 3 | 600 | 800 | 150 | 350 | 2025-01-01
207683243 | NAPOLEON | NDHAM-36-O |  | 12.1 | 19.5 | 9.85 | Yes | Both | 3 | 600 | 800 | 150 | 350 | 2025-01-01
207683228 | NAPOLEON | NDHBS20-12-O | NDHBS20-12-I | 10.8 | 21.4 | 9.2 | No | N/A | 3 | 600 | 800 | 150 | 350 | 2025-01-01
207683229 | NAPOLEON | NDHBS20-18-O | NDHBS20-18-I | 11 | 19.5 | 8.7 | No | N/A | 2 | 500 | 700 | 100 | 300 | 2025-01-01
207683230 | NAPOLEON | NDHAS22-12-O | NDHAS22-12-I | 13 | 23.1 | 10.8 | Yes | Both | 4 | 700 | 900 | 150 | 350 | 2025-01-01
207683231 | NAPOLEON | NDHAS22-18-O | NDHAS22-18-I | 13.5 | 24 | 10.5 | Yes | Both | 4 | 700 | 900 | 150 | 350 | 2025-01-01
207683232 | NAPOLEON | NDHAS22-24-O | NDHAS22-24-I | 13 | 21 | 8.5 | Yes | No | 2 | 500 | 700 | 100 | 300 | 2025-01-01
207683233 | NAPOLEON | NDHAS26-09-O | NDHAS26-09-I | 16.2 | 28.1 | 11.5 | Yes | Both | 4 | 700 | 900 | 150 | 350 | 2025-01-01
207683234 | NAPOLEON | NDHAS26-12-O | NDHAS26-12-I | 14 | 25.5 | 10.4 | Yes | Both | 4 | 700 | 900 | 150 | 350 | 2025-01-01
207683235 | NAPOLEON | NDHAS26-18-O | NDHAS26-18-I | 12.5 | 21.5 | 11.3 | Yes | Both | 4 | 700 | 900 | 150 | 350 | 2025-01-01
207683236 | NAPOLEON | NDHAS26-24-O | NDHAS26-24-I | 13 | 21.5 | 11.4 | Yes | Both | 4 | 700 | 900 | 150 | 350 | 2025-01-01
206597271 | NAPOLEON | NH25-18H-O | NH25-18F-I | 12.5 | 19.4 | 10 | Yes | No | 4 | 700 | 900 | 150 | 350 | 2025-01-01
206597272 | NAPOLEON | NH25-18H-O | NH25-24F-I | 11.7 | 18.9 | 10.4 | Yes | Both | 4 | 700 | 900 | 150 | 350 | 2025-01-01
206598613 | NAPOLEON | NH25-24H-O | NH25-24F-I | 11.7 | 18.9 | 10.4 | Yes | Both | 4 | 700 | 900 | 150 | 350 | 2025-01-01
205309935 | NAPOLEON | NH21-09F-O | NH25-09F-I | 14.9 | 21.8 | 9.3 | Yes | Both | 3 | 600 | 800 | 150 | 350 | 2025-01-01
205309936 | NAPOLEON | NH21-12F-O | NH25-12F-I | 13.7 | 22.3 | 8.8 | Yes | Both | 2 | 500 | 700 | 100 | 300 | 2025-01-01
205309937 | NAPOLEON | NH21-18F-O | NH25-18F-I | 13 | 20 | 8.3 | Yes | No | 1 | 400 | 600 | 100 | 300 | 2025-01-01
205309938 | NAPOLEON | NH21-24F-O | NH25-24F-I | 13.7 | 19.8 | 9.3 | Yes | No | 3 | 600 | 800 | 150 | 350 | 2025-01-01
203363533 | NAPOLEON | NHAS-18-O | NHAS-18-I | 11 | 18.7 | 8.1 | No | N/A | 1 | 400 | 600 | 100 | 300 | 2025-01-01
8952856 | NAPOLEON | NH25-12F-O | NH25-12F-I | 13 | 19.9 | 9.1 | Yes | No | 3 | 600 | 800 | 150 | 350 | 2025-01-01
8952857 | NAPOLEON | NH25-18F-O | NH25-18F-I | 12.5 | 19.4 | 8.9 | Yes | No | 2 | 500 | 700 | 100 | 300 | 2025-01-01
8952858 | NAPOLEON | NH25-24F-O | NH25-24F-I | 13 | 20 | 9.5 | Yes | No | 3 | 600 | 800 | 150 | 350 | 2025-01-01
8952862 | NAPOLEON | NH21-12F-O | NH21-12F-I | 13 | 21.3 | 8.4 | Yes | No | 1 | 400 | 600 | 100 | 300 | 2025-01-01
8952863 | NAPOLEON | NH21-18F-O | NH21-18F-I | 13 | 19.9 | 8.1 | Yes | No | 1 | 400 | 600 | 100 | 300 | 2025-01-01
216706205 | NAPOLEON | NDHAS26B-33-O | NDHAS26B-33-I | 12 | 19.5 | 10.5 | Yes | Both | 4 | 700 | 900 | 150 | 350 | 2025-01-01
215931354 | NAPOLEON | NDHAS22BA-12-O | NDHAS22BB-12-I | 12.2 | 23.1 | 11.5 | Yes | Both | 4 | 700 | 900 | 150 | 350 | 2025-01-01
215931355 | NAPOLEON | NDHAS22BA-18-O | NDHAS22BB-18-I | 13.5 | 24 | 11.1 | Yes | Both | 4 | 700 | 900 | 150 | 350 | 2025-01-01
215931356 | NAPOLEON | NDHAS22BA-24-O | NDHAS22BB-24-I | 13 | 23.5 | 10 | Yes | Both | 4 | 700 | 900 | 150 | 350 | 2025-01-01
215931360 | NAPOLEON | NDHAS26BA-09-O | NDHAS26BA-09-I | 15.4 | 27.4 | 12.5 | Yes | Both | 4 | 700 | 900 | 150 | 350 | 2025-01-01
215931361 | NAPOLEON | NDHAS26BA-12-O | NDHAS26BA-12-I | 13.4 | 25.4 | 10.5 | Yes | Both | 4 | 700 | 900 | 150 | 350 | 2025-01-01
215931362 | NAPOLEON | NDHAS26BA-18-O | NDHAS26BA-18-I | 12.5 | 21.4 | 11 | Yes | Both | 4 | 700 | 900 | 150 | 350 | 2025-01-01
215931363 | NAPOLEON | NDHAS26BA-24-O | NDHAS26BA-24-I | 13 | 21 | 13.5 | Yes | Both | 4 | 700 | 900 | 150 | 350 | 2025-01-01
215931364 | NAPOLEON | NDHAS26BA-33-O | NDHAS26BA-33-I | 12 | 19.5 | 10.5 | Yes | Both | 4 | 700 | 900 | 150 | 350 | 2025-01-01
215213703 | NAPOLEON | NDHAS22B-12-O | NDHAS22B-12-I | 12.2 | 23.1 | 11.5 | Yes | Both | 4 | 700 | 900 | 150 | 350 | 2025-01-01
215213704 | NAPOLEON | NDHAS22B-18-O | NDHAS22B-18-I | 13.5 | 24 | 11.1 | Yes | Both | 4 | 700 | 900 | 150 | 350 | 2025-01-01
215213705 | NAPOLEON | NDHAS22B-24-O | NDHAS22B-24-I | 13 | 23.5 | 10 | Yes | Both | 4 | 700 | 900 | 150 | 350 | 2025-01-01
215213706 | NAPOLEON | NDHAS26B-09-O | NDHAS26B-09-I | 15.4 | 27.4 | 12.5 | Yes | Both | 4 | 700 | 900 | 150 | 350 | 2025-01-01
215213707 | NAPOLEON | NDHAS26B-12-O | NDHAS26B-12-I | 13.4 | 25.4 | 10.5 | Yes | Both | 4 | 700 | 900 | 150 | 350 | 2025-01-01
215213708 | NAPOLEON | NDHAS26B-18-O | NDHAS26B-18-I | 12.5 | 21.4 | 11 | Yes | Both | 4 | 700 | 900 | 150 | 350 | 2025-01-01
215213709 | NAPOLEON | NDHAS26B-24-O | NDHAS26B-24-I | 15 | 25.6 | 16.2 | Yes | Both | 4 | 700 | 900 | 150 | 350 | 2025-01-01
215213710 | NAPOLEON | NDHAS26B-36-O | NDHAS26B-36-I | 8.6 | 19 | 8.5 | No | N/A | 2 | 500 | 700 | 100 | 300 | 2025-01-01
8952855 | NAPOLEON | NH25-09F-O | NH25-09F-I | 14.5 | 23.1 | 9.9 | Yes | No | 3 | 600 | 800 | 150 | 350 | 2025-01-01
213307863 | NG Trade | MOBMH180C |  | 12 | 19 | 9.8 | Yes | Both | 3 | 600 | 800 | 150 | 350 | 2025-01-01
213307866 | NG Trade | MOBMH270C |  | 11.7 | 21 | 9.2 | Yes | No | 3 | 600 | 800 | 150 | 350 | 2025-01-01
213307869 | NG Trade | MOBMH360C |  | 11 | 20 | 9.2 | No | N/A | 3 | 600 | 800 | 150 | 350 | 2025-01-01
213867401 | NG Trade | MOBMH480C |  | 10.8 | 20.5 | 9.7 | No | N/A | 3 | 600 | 800 | 150 | 350 | 2025-01-01
216598389 | NG Trade | MOBMH180D |  | 12 | 20 | 10 | Yes | Both | 4 | 700 | 900 | 150 | 350 | 2025-01-01
216598392 | NG Trade | MOBMH270D |  | 12 | 21 | 9 | Yes | Both | 3 | 600 | 800 | 150 | 350 | 2025-01-01
216598395 | NG Trade | MOBMH360D |  | 11.7 | 20 | 9.2 | Yes | Both | 3 | 600 | 800 | 150 | 350 | 2025-01-01
216598398 | NG Trade | MOBMH480D |  | 12 | 20.4 | 10.6 | Yes | Both | 4 | 700 | 900 | 150 | 350 | 2025-01-01
216598401 | NG Trade | MOBMH600D |  | 10 | 18 | 9.2 | No | N/A | 3 | 600 | 800 | 150 | 350 | 2025-01-01
216598397 | NG Trade | MOBMH480D |  | 11.7 | 21.3 | 10 | Yes | Both | 4 | 700 | 900 | 150 | 350 | 2025-01-01
216598391 | NG Trade | MOBMH270D |  | 12.2 | 23 | 9.5 | Yes | Both | 3 | 600 | 800 | 150 | 350 | 2025-01-01
216598394 | NG Trade | MOBMH360D |  | 12 | 23.1 | 10 | Yes | Both | 4 | 700 | 900 | 150 | 350 | 2025-01-01
216598400 | NG Trade | MOBMH600D |  | 10 | 19.2 | 9.6 | No | N/A | 3 | 600 | 800 | 150 | 350 | 2025-01-01
216598388 | NG Trade | MOBMH180D |  | 12.5 | 23 | 10 | Yes | Both | 4 | 700 | 900 | 150 | 350 | 2025-01-01
213867400 | NG Trade | MOBMH480C |  | 11 | 21.1 | 9.5 | No | N/A | 3 | 600 | 800 | 150 | 350 | 2025-01-01
213307868 | NG Trade | MOBMH360C |  | 10.6 | 23.1 | 9.6 | No | N/A | 3 | 600 | 800 | 150 | 350 | 2025-01-01
213307862 | NG Trade | MOBMH180C |  | 12.5 | 21 | 10.2 | Yes | No | 4 | 700 | 900 | 150 | 350 | 2025-01-01
213307865 | NG Trade | MOBMH270C |  | 12.2 | 23.5 | 9.2 | Yes | No | 3 | 600 | 800 | 150 | 350 | 2025-01-01
213307864 | NG Trade | MOBMH180C |  | 12.25 | 20 | 10 | Yes | No | 4 | 700 | 900 | 150 | 350 | 2025-01-01
213307867 | NG Trade | MOBMH270C |  | 11.95 | 22.25 | 9.2 | Yes | No | 3 | 600 | 800 | 150 | 350 | 2025-01-01
213307870 | NG Trade | MOBMH360C |  | 10.8 | 21.55 | 9.4 | No | N/A | 3 | 600 | 800 | 150 | 350 | 2025-01-01
213867402 | NG Trade | MOBMH480C |  | 10.9 | 20.8 | 9.6 | No | N/A | 3 | 600 | 800 | 150 | 350 | 2025-01-01
216598390 | NG Trade | MOBMH180D |  | 12.25 | 21.5 | 10 | Yes | Both | 4 | 700 | 900 | 150 | 350 | 2025-01-01
216598393 | NG Trade | MOBMH270D |  | 12.1 | 22 | 9.25 | Yes | Both | 3 | 600 | 800 | 150 | 350 | 2025-01-01
216598399 | NG Trade | MOBMH480D |  | 11.85 | 20.85 | 10.3 | Yes | Both | 4 | 700 | 900 | 150 | 350 | 2025-01-01
216598396 | NG Trade | MOBMH360D |  | 11.85 | 21.55 | 9.6 | Yes | Both | 3 | 600 | 800 | 150 | 350 | 2025-01-01
216598402 | NG Trade | MOBMH600D |  | 10 | 18.6 | 9.4 | No | N/A | 3 | 600 | 800 | 150 | 350 | 2025-01-01
216598380 | NG Trade | OBMH090B | IBMH090B | 12.5 | 21.5 | 9 | Yes | Both | 3 | 600 | 800 | 150 | 350 | 2025-01-01
216598381 | NG Trade | OBMH120B | IBMH120B | 10 | 21.3 | 8.7 | No | N/A | 2 | 500 | 700 | 100 | 300 | 2025-01-01
216598382 | NG Trade | OBMH091B | IBMH091B | 12.6 | 21.6 | 9.4 | Yes | Both | 3 | 600 | 800 | 150 | 350 | 2025-01-01
216598383 | NG Trade | OBMH121B | IBMH121B | 10.8 | 21.3 | 9.2 | No | N/A | 3 | 600 | 800 | 150 | 350 | 2025-01-01
216598384 | NG Trade | OBMH181B | IBMH181B | 11.5 | 20.2 | 9.1 | No | N/A | 3 | 600 | 800 | 150 | 350 | 2025-01-01
216598385 | NG Trade | OBMH241B | IBMH241B | 9.6 | 18.5 | 9 | Yes | Yes | 3 | 600 | 800 | 150 | 350 | 2025-01-01
216598386 | NG Trade | OBMH301B | IBMH301B | 12 | 22.3 | 9 | Yes | No | 3 | 600 | 800 | 150 | 350 | 2025-01-01
216598387 | NG Trade | OBMH361B | IBMH361B | 9.3 | 19.5 | 9.1 | No | N/A | 3 | 600 | 800 | 150 | 350 | 2025-01-01
216732474 | NG Trade | OMSTAR120E | IMSTAR120E | 12.5 | 23.2 | 10.4 | Yes | No | 4 | 700 | 900 | 150 | 350 | 2025-01-01
216732475 | NG Trade | OMSTAR091E | IMSTAR091E | 14.7 | 24.6 | 13 | Yes | Both | 4 | 700 | 900 | 150 | 350 | 2025-01-01
216732476 | NG Trade | OMSTAR121E | IMSTAR121E | 12.2 | 23.1 | 11.5 | Yes | Both | 4 | 700 | 900 | 150 | 350 | 2025-01-01
216732477 | NG Trade | OMSTAR181E | IMSTAR181E | 13.5 | 24 | 11.1 | Yes | Both | 4 | 700 | 900 | 150 | 350 | 2025-01-01
216732478 | NG Trade | OMSTAR241E | IMSTAR241E | 13 | 23.5 | 10 | Yes | Both | 4 | 700 | 900 | 150 | 350 | 2025-01-01
214596119 | NG Trade | EZCO18K1 | EZCI18K1 | 10.9 | 17 | 8.8 | No | N/A | 2 | 500 | 700 | 100 | 300 | 2025-01-01
214596120 | NG Trade | EZCO24K1 | EZCI24K1 | 10.5 | 17 | 9.2 | No | N/A | 3 | 600 | 800 | 150 | 350 | 2025-01-01
214596121 | NG Trade | EZCO30K1 | EZCI30K1 | 10.6 | 17.3 | 8.5 | No | N/A | 2 | 500 | 700 | 100 | 300 | 2025-01-01
214596122 | NG Trade | EZCO36K1 | EZCI36K1 | 10.1 | 16.9 | 8.2 | No | N/A | 1 | 400 | 600 | 100 | 300 | 2025-01-01
214596123 | NG Trade | EZCO48K1 | EZCI48K1 | 8.8 | 15.8 | 9.4 | No | N/A | 2 | 500 | 700 | 100 | 300 | 2025-01-01
216011716 | NG TRADE | OSA32121 | ISA32121 | 12 | 21 | 10 | No | N/A | 4 | 700 | 900 | 150 | 350 | 2025-01-01
216011717 | NG TRADE | OSA32120 | ISA32120 | 10 | 22 | 9 | No | N/A | 3 | 600 | 800 | 150 | 350 | 2025-01-01
216011718 | NG TRADE | OSA32181 | ISA32181 | 12 | 21 | 9 | No | N/A | 3 | 600 | 800 | 150 | 350 | 2025-01-01
216011719 | NG TRADE | OSA32241 | ISA32241 | 12 | 21 | 10 | No | N/A | 4 | 700 | 900 | 150 | 350 | 2025-01-01
214442655 | NG Trade | OMEGA181E | IMEGA181E* | 13.5 | 24 | 10.5 | Yes | Both | 4 | 700 | 900 | 150 | 350 | 2025-01-01
214442656 | NG Trade | OMEGA241E | IMEGA241E* | 13 | 21 | 8.5 | Yes | No | 2 | 500 | 700 | 100 | 300 | 2025-01-01
214377797 | NG Trade | OMEGA120E | IMEGA120E | 12.5 | 22.7 | 10.4 | Yes | No | 4 | 700 | 900 | 150 | 350 | 2025-01-01
214377798 | NG Trade | OMEGA091E | IMEGA091E | 15.8 | 26.4 | 11.6 | Yes | Both | 4 | 700 | 900 | 150 | 350 | 2025-01-01
214377799 | NG Trade | OMEGA121E | IMEGA121E | 13 | 23.1 | 10.5 | Yes | Both | 4 | 700 | 900 | 150 | 350 | 2025-01-01
211744616 | NG Trade | OBMH090A | IBMH090A | 12.5 | 21.5 | 9.1 | Yes | Both | 3 | 600 | 800 | 150 | 350 | 2025-01-01
211744617 | NG Trade | OBMH120A | IBMH120A | 10.3 | 20.8 | 8.7 | No | N/A | 2 | 500 | 700 | 100 | 300 | 2025-01-01
211744618 | NG Trade | OBMH121A | IBMH121A | 10.8 | 21.4 | 9.2 | No | N/A | 3 | 600 | 800 | 150 | 350 | 2025-01-01
211744619 | NG Trade | OBMH181A | IBMH181A | 11 | 19.5 | 8.7 | No | N/A | 2 | 500 | 700 | 100 | 300 | 2025-01-01
211744620 | NG Trade | OBMH241A | IBMH241A | 9.5 | 18.5 | 8.6 | No | N/A | 2 | 500 | 700 | 100 | 300 | 2025-01-01
206579761 | NORTEK | GXH36(10.6)FMK4DH1 |  | 11.8 | 21 | 8.6 | No | N/A | 2 | 500 | 700 | 100 | 300 | 2025-01-01
206579764 | NORTEK | GXH42(12.3)FMK4DH1 |  | 10.4 | 21 | 8.6 | No | N/A | 2 | 500 | 700 | 100 | 300 | 2025-01-01
206579755 | NORTEK | GXH24(7.0)FMK4DH1 |  | 11.8 | 21 | 9 | No | N/A | 3 | 600 | 800 | 150 | 350 | 2025-01-01
206579758 | NORTEK | GXH30(8.8)FMK4DH1 |  | 11.8 | 20 | 8.6 | No | N/A | 2 | 500 | 700 | 100 | 300 | 2025-01-01
205767440 | NORTEK | V5BV-24WMAK |  | 10.5 | 18 | 8.5 | No | N/A | 2 | 500 | 700 | 100 | 300 | 2025-01-01
205767443 | NORTEK | V5BV-28WMAK |  | 10.5 | 18 | 8.5 | No | N/A | 2 | 500 | 700 | 100 | 300 | 2025-01-01
206579752 | NORTEK | GXH18(5.3)FMK4DH1 |  | 12.5 | 21 | 9 | No | N/A | 3 | 600 | 800 | 150 | 350 | 2025-01-01
209448104 | NORTEK | GXH09(2.6)LSA4DL2 | GHH09(2.6)LSA4DL2 | 10.7 | 18 | 8.5 | No | N/A | 2 | 500 | 700 | 100 | 300 | 2025-01-01
209448108 | NORTEK | GXH12(3.5)LSA4DL2 | GHH12(3.5)LSA4DL2 | 8.7 | 16.5 | 8.5 | No | N/A | 2 | 500 | 700 | 100 | 300 | 2025-01-01
214311072 | NORTHCO CLIMAT.CA | TSC-NCC-12HA1/I3XI22 | TSC-NCC-12HA1/I3XI22 | 12.5 | 22 | 9 | No | N/A | 3 | 600 | 800 | 150 | 350 | 2025-01-01
214311073 | NORTHCO CLIMAT.CA | TSC-NCC-18HA2/I3XI21 | TSC-NCC-18HA2/I3XI21 | 13 | 22 | 9 | No | N/A | 3 | 600 | 800 | 150 | 350 | 2025-01-01
205300207 | NORTON AIR CONDITIONERS | OHP14-27-32-23 |  | 11 | 20 | 8.5 | No | N/A | 2 | 500 | 700 | 100 | 300 | 2025-01-01
205300210 | NORTON AIR CONDITIONERS | OHP14-36-42-23 |  | 10 | 18.5 | 8.7 | No | N/A | 2 | 500 | 700 | 100 | 300 | 2025-01-01
205300209 | NORTON AIR CONDITIONERS | OHP14-36-42-23 |  | 11.5 | 22.5 | 9 | No | N/A | 3 | 600 | 800 | 150 | 350 | 2025-01-01
205300206 | NORTON AIR CONDITIONERS | OHP14-27-32-23 |  | 12.5 | 23 | 9.2 | Yes | No | 3 | 600 | 800 | 150 | 350 | 2025-01-01
205300211 | NORTON AIR CONDITIONERS | OHP14-36-42-23 |  | 10.75 | 20.5 | 8.85 | No | N/A | 2 | 500 | 700 | 100 | 300 | 2025-01-01
205300187 | NORTON AIR CONDITIONERS | OHP14-09-12-22 | DWHP14-09-12-25 | 14.9 | 21.8 | 9.3 | Yes | Both | 3 | 600 | 800 | 150 | 350 | 2025-01-01
205300188 | NORTON AIR CONDITIONERS | OHP14-12-12-22 | DWHP14-12-12-25 | 13.7 | 22.3 | 8.8 | Yes | Both | 2 | 500 | 700 | 100 | 300 | 2025-01-01
205300189 | NORTON AIR CONDITIONERS | OHP14-18-12-22 | DWHP14-18-12-25 | 13 | 20 | 8.3 | Yes | No | 1 | 400 | 600 | 100 | 300 | 2025-01-01
205300190 | NORTON AIR CONDITIONERS | OHP14-24-12-22 | DWHP14-24-12-25 | 13.7 | 19.8 | 9.3 | Yes | No | 3 | 600 | 800 | 150 | 350 | 2025-01-01
205300191 | NORTON AIR CONDITIONERS | OHP14-09-12-25 | DWHP14-09-12-25 | 14.5 | 23.1 | 9.9 | Yes | No | 3 | 600 | 800 | 150 | 350 | 2025-01-01
205300192 | NORTON AIR CONDITIONERS | OHP14-12-12-25 | DWHP14-12-12-25 | 13 | 19.9 | 9.1 | Yes | No | 3 | 600 | 800 | 150 | 350 | 2025-01-01
205300193 | NORTON AIR CONDITIONERS | OHP14-18-12-25 | DWHP14-18-12-25 | 12.5 | 19.4 | 8.9 | Yes | No | 2 | 500 | 700 | 100 | 300 | 2025-01-01
205300194 | NORTON AIR CONDITIONERS | OHP14-24-12-25 | DWHP14-24-12-25 | 13 | 20 | 9.5 | Yes | No | 3 | 600 | 800 | 150 | 350 | 2025-01-01
205300195 | NORTON AIR CONDITIONERS | OHP14-09-12-22 | DHP14-09-12-U | 12.1 | 18.7 | 9.8 | Yes | Both | 3 | 600 | 800 | 150 | 350 | 2025-01-01
205300196 | NORTON AIR CONDITIONERS | OHP14-12-12-22 | DHP14-12-12-U | 11.7 | 19 | 10 | Yes | Both | 4 | 700 | 900 | 150 | 350 | 2025-01-01
205300197 | NORTON AIR CONDITIONERS | OHP14-18-12-22 | DHP14-18-12-U | 11.7 | 18.5 | 9.2 | Yes | No | 3 | 600 | 800 | 150 | 350 | 2025-01-01
205300198 | NORTON AIR CONDITIONERS | OHP14-24-12-22 | DHP14-24-12-U | 11.7 | 19 | 10 | Yes | Both | 4 | 700 | 900 | 150 | 350 | 2025-01-01
205300199 | NORTON AIR CONDITIONERS | OHP14-09-12-25 | DHP14-09-12-U | 12.1 | 18.5 | 11.5 | Yes | Both | 4 | 700 | 900 | 150 | 350 | 2025-01-01
205300200 | NORTON AIR CONDITIONERS | OHP14-12-12-25 | DHP14-12-12-U | 11.7 | 19 | 10 | Yes | Both | 4 | 700 | 900 | 150 | 350 | 2025-01-01
205300202 | NORTON AIR CONDITIONERS | OHP14-24-12-25 | DHP14-24-12-U | 11.7 | 19.2 | 10.5 | Yes | Both | 4 | 700 | 900 | 150 | 350 | 2025-01-01
212920683 | NOVAIR | LEA36MZ-4P-35SK-O* |  | 11.7 | 19 | 10 | No | N/A | 4 | 700 | 900 | 150 | 350 | 2025-01-01
212920680 | NOVAIR | LEA20MZ-2P-35SK-O* |  | 12 | 19 | 9.3 | No | N/A | 3 | 600 | 800 | 150 | 350 | 2025-01-01
211133299 | NOVAIR | LEA36MZ-4P-35SK-O |  | 11.7 | 19 | 10 | Yes | No | 4 | 700 | 900 | 150 | 350 | 2025-01-01
207641270 | NOVAIR | LEA36MZ-4P-25SK-O |  | 11 | 20 | 9.2 | No | N/A | 3 | 600 | 800 | 150 | 350 | 2025-01-01
207641273 | NOVAIR | LEA27MZ-3P-25SK-O |  | 11.7 | 21 | 9.2 | Yes | No | 3 | 600 | 800 | 150 | 350 | 2025-01-01
207641277 | NOVAIR | LEA18MZ-2P-25SK-O |  | 12 | 19 | 9.8 | Yes | Both | 3 | 600 | 800 | 150 | 350 | 2025-01-01
209416882 | NOVAIR | LEA28MZ-3P-35SK-O |  | 11.7 | 20 | 9.5 | Yes | Both | 3 | 600 | 800 | 150 | 350 | 2025-01-01
209416885 | NOVAIR | LEA20MZ-2P-35SK-O |  | 12 | 19 | 9.3 | Yes | Both | 3 | 600 | 800 | 150 | 350 | 2025-01-01
209416881 | NOVAIR | LEA28MZ-3P-35SK-O |  | 11.8 | 22.6 | 9.8 | Yes | Both | 3 | 600 | 800 | 150 | 350 | 2025-01-01
209416884 | NOVAIR | LEA20MZ-2P-35SK-O |  | 12.5 | 20.5 | 9 | Yes | Both | 3 | 600 | 800 | 150 | 350 | 2025-01-01
207641276 | NOVAIR | LEA18MZ-2P-25SK-O |  | 12.5 | 21 | 10.2 | Yes | No | 4 | 700 | 900 | 150 | 350 | 2025-01-01
207641274 | NOVAIR | LEA27MZ-3P-25SK-O |  | 12.2 | 23.5 | 9.2 | Yes | No | 3 | 600 | 800 | 150 | 350 | 2025-01-01
207641271 | NOVAIR | LEA36MZ-4P-25SK-O |  | 10.6 | 23.1 | 9.6 | No | N/A | 3 | 600 | 800 | 150 | 350 | 2025-01-01
211133300 | NOVAIR | LEA36MZ-4P-35SK-O |  | 12.5 | 20 | 9.7 | Yes | Both | 3 | 600 | 800 | 150 | 350 | 2025-01-01
212920682 | NOVAIR | LEA36MZ-4P-35SK-O* |  | 13.6 | 22.2 | 10.3 | No | N/A | 4 | 700 | 900 | 150 | 350 | 2025-01-01
212920679 | NOVAIR | LEA20MZ-2P-35SK-O* |  | 12.5 | 22 | 9.8 | No | N/A | 3 | 600 | 800 | 150 | 350 | 2025-01-01
212920681 | NOVAIR | LEA20MZ-2P-35SK-O* |  | 12.25 | 20.5 | 9.55 | No | N/A | 3 | 600 | 800 | 150 | 350 | 2025-01-01
212920684 | NOVAIR | LEA36MZ-4P-35SK-O* |  | 12.65 | 20.6 | 10.15 | No | N/A | 4 | 700 | 900 | 150 | 350 | 2025-01-01
211133301 | NOVAIR | LEA36MZ-4P-35SK-O |  | 12.1 | 19.5 | 9.85 | Yes | Both | 3 | 600 | 800 | 150 | 350 | 2025-01-01
207641272 | NOVAIR | LEA36MZ-4P-25SK-O |  | 10.8 | 21.55 | 9.4 | No | N/A | 3 | 600 | 800 | 150 | 350 | 2025-01-01
207641275 | NOVAIR | LEA27MZ-3P-25SK-O |  | 11.95 | 22.25 | 9.2 | Yes | No | 3 | 600 | 800 | 150 | 350 | 2025-01-01
207641278 | NOVAIR | LEA18MZ-2P-25SK-O |  | 12.25 | 20 | 10 | Yes | No | 4 | 700 | 900 | 150 | 350 | 2025-01-01
209416883 | NOVAIR | LEA28MZ-3P-35SK-O |  | 11.75 | 21.3 | 9.65 | Yes | Both | 3 | 600 | 800 | 150 | 350 | 2025-01-01
209416886 | NOVAIR | LEA20MZ-2P-35SK-O |  | 12.25 | 19.75 | 9.15 | Yes | Both | 3 | 600 | 800 | 150 | 350 | 2025-01-01
209416880 | NOVAIR | LEA24SZ35SK-O | LEA24UUSK-I | 12.5 | 22.3 | 10.3 | Yes | Both | 4 | 700 | 900 | 150 | 350 | 2025-01-01
207526945 | NOVAIR | LEA12SZ25SK-O | LEA12UUSK-I | 13 | 23.1 | 10.8 | Yes | Both | 4 | 700 | 900 | 150 | 350 | 2025-01-01
207526946 | NOVAIR | LEA09SZ25SK-O | LEA09UUSK-I | 14.7 | 24 | 11.6 | Yes | Both | 4 | 700 | 900 | 150 | 350 | 2025-01-01
207526947 | NOVAIR | LEA09SZ35SK-O | LEA09UUSK-I | 15.8 | 26.4 | 11.6 | Yes | Both | 4 | 700 | 900 | 150 | 350 | 2025-01-01
207526948 | NOVAIR | LEA18SZ35SK-O | LEA18UUSK-I | 13 | 22 | 10.6 | Yes | Both | 4 | 700 | 900 | 150 | 350 | 2025-01-01
207526949 | NOVAIR | LEA09SZ15SK-O | LEA0915SK-I | 12.5 | 21.5 | 9.1 | Yes | Both | 3 | 600 | 800 | 150 | 350 | 2025-01-01
207526950 | NOVAIR | LEA12SZ15SK-O | LEA1215SK-I | 10.3 | 20.8 | 8.7 | No | N/A | 2 | 500 | 700 | 100 | 300 | 2025-01-01
207526951 | NOVAIR | LEA18SZ25SK-O | LEA18UUSK-I | 13.5 | 24 | 10.5 | Yes | Both | 4 | 700 | 900 | 150 | 350 | 2025-01-01
207526952 | NOVAIR | LEA18SZ15SK-O | LEA1815SK-I | 11 | 19.5 | 8.7 | No | N/A | 2 | 500 | 700 | 100 | 300 | 2025-01-01
207539337 | NOVAIR | LEA12SZ35SK-O | LEA12UUSK-I | 13 | 23.1 | 10.5 | Yes | Both | 4 | 700 | 900 | 150 | 350 | 2025-01-01
211709677 | NOVAIR | LEA09SZ25SK-O | 2LEA09UUSK-I | 15 | 25.5 | 12.3 | Yes | Both | 4 | 700 | 900 | 150 | 350 | 2025-01-01
211709678 | NOVAIR | LEA12SZ25SK-O | 2LEA12UUSK-I | 13.7 | 24.6 | 10.7 | Yes | No | 4 | 700 | 900 | 150 | 350 | 2025-01-01
211709679 | NOVAIR | LEA18SZ25SK-O | 2LEA18UUSK-I | 12.5 | 23.5 | 10.8 | Yes | No | 4 | 700 | 900 | 150 | 350 | 2025-01-01
211709680 | NOVAIR | LEA24SZ25SK-O | 2LEA24UUSK-I | 14 | 22 | 10 | Yes | No | 4 | 700 | 900 | 150 | 350 | 2025-01-01
211709681 | NOVAIR | LEA09SZ25SK-O | 2LEA06UUSK-I | 15.8 | 26.5 | 13.6 | Yes | Both | 4 | 700 | 900 | 150 | 350 | 2025-01-01
211709682 | NOVAIR | LEA09SZ35SK-O | 2LEA09UUSK-I | 16.2 | 28.1 | 11.5 | Yes | Both | 4 | 700 | 900 | 150 | 350 | 2025-01-01
211709683 | NOVAIR | LEA12SZ35SK-O | 2LEA12UUSK-I | 14 | 25.5 | 10.4 | Yes | Both | 4 | 700 | 900 | 150 | 350 | 2025-01-01
211709684 | NOVAIR | LEA18SZ35SK-O | 2LEA18UUSK-I | 12.5 | 21.5 | 11.3 | Yes | Both | 4 | 700 | 900 | 150 | 350 | 2025-01-01
211709685 | NOVAIR | LEA24SZ35SK-O | 2LEA24UUSK-I | 13 | 21.5 | 11.4 | Yes | Both | 4 | 700 | 900 | 150 | 350 | 2025-01-01
205281395 | NOVAIR PLUS | 36EVONVMO |  | 11 | 20 | 8.5 | No | N/A | 2 | 500 | 700 | 100 | 300 | 2025-01-01
205281398 | NOVAIR PLUS | 27EVANVMO |  | 11 | 20 | 8.5 | No | N/A | 2 | 500 | 700 | 100 | 300 | 2025-01-01
205281401 | NOVAIR PLUS | 36EVANVMO |  | 10 | 18.5 | 8.7 | No | N/A | 2 | 500 | 700 | 100 | 300 | 2025-01-01
205281394 | NOVAIR PLUS | 36EVONVMO |  | 12.5 | 23 | 9.2 | Yes | No | 3 | 600 | 800 | 150 | 350 | 2025-01-01
205281400 | NOVAIR PLUS | 36EVANVMO |  | 11.5 | 22.5 | 9 | No | N/A | 3 | 600 | 800 | 150 | 350 | 2025-01-01
205281397 | NOVAIR PLUS | 27EVANVMO |  | 12.5 | 23 | 9.2 | Yes | No | 3 | 600 | 800 | 150 | 350 | 2025-01-01
205281403 | NOVAIR PLUS | 48EVANVMO |  | 12.5 | 23.7 | 8.6 | Yes | No | 2 | 500 | 700 | 100 | 300 | 2025-01-01
205281402 | NOVAIR PLUS | 36EVANVMO |  | 10.75 | 20.5 | 8.85 | No | N/A | 2 | 500 | 700 | 100 | 300 | 2025-01-01
205421170 | NOVAIR PLUS | 09EVANVO | 09EVANVI | 14 | 21.2 | 9.9 | Yes | No | 3 | 600 | 800 | 150 | 350 | 2025-01-01
205281375 | NOVAIR PLUS | 12EVANVO | 12EVANVI | 13 | 21.3 | 8.4 | Yes | No | 1 | 400 | 600 | 100 | 300 | 2025-01-01
205281376 | NOVAIR PLUS | 18EVANVO | 18EVANVI | 13 | 19.9 | 8.1 | Yes | No | 1 | 400 | 600 | 100 | 300 | 2025-01-01
205281378 | NOVAIR PLUS | 09EVONVO | 09EVCNVI | 13 | 20 | 9.4 | Yes | No | 3 | 600 | 800 | 150 | 350 | 2025-01-01
205281380 | NOVAIR PLUS | 12EVONVO | 12EVCNVI | 12.5 | 19.5 | 9.3 | Yes | No | 3 | 600 | 800 | 150 | 350 | 2025-01-01
205281382 | NOVAIR PLUS | 18EVONVO | 18EVCNVI | 12.5 | 20 | 9.8 | Yes | No | 3 | 600 | 800 | 150 | 350 | 2025-01-01
205281383 | NOVAIR PLUS | 18EVANVO | 18EVCNVI | 12.5 | 20 | 9.1 | Yes | No | 3 | 600 | 800 | 150 | 350 | 2025-01-01
205281384 | NOVAIR PLUS | 24EVONVO | 24EVCNVI | 11 | 20 | 9.6 | No | N/A | 3 | 600 | 800 | 150 | 350 | 2025-01-01
205281386 | NOVAIR PLUS | 09EVONVO | 09EVDNVI | 12.1 | 18.5 | 11.5 | Yes | Both | 4 | 700 | 900 | 150 | 350 | 2025-01-01
205281387 | NOVAIR PLUS | 09EVANVO | 09EVDNVI | 12.1 | 18.7 | 9.8 | Yes | Both | 3 | 600 | 800 | 150 | 350 | 2025-01-01
205281388 | NOVAIR PLUS | 12EVONVO | 12EVDNVI | 11.7 | 19 | 10 | Yes | Both | 4 | 700 | 900 | 150 | 350 | 2025-01-01
205281389 | NOVAIR PLUS | 12EVANVO | 12EVDNVI | 11.7 | 19 | 10 | Yes | Both | 4 | 700 | 900 | 150 | 350 | 2025-01-01
205281391 | NOVAIR PLUS | 18EVANVO | 18EVDNVI | 11.7 | 18.5 | 9.2 | Yes | No | 3 | 600 | 800 | 150 | 350 | 2025-01-01
205281392 | NOVAIR PLUS | 24EVONVO | 24EVDNVI | 11.7 | 19.2 | 10.5 | Yes | Both | 4 | 700 | 900 | 150 | 350 | 2025-01-01
205281393 | NOVAIR PLUS | 24EVANVO | 24EVDNVI | 11.7 | 19 | 10 | Yes | Both | 4 | 700 | 900 | 150 | 350 | 2025-01-01
201786765 | NOVAIR PLUS | 09EVONVO | 09EVONVI | 14.5 | 23.1 | 9.9 | Yes | No | 3 | 600 | 800 | 150 | 350 | 2025-01-01
201786767 | NOVAIR PLUS | 12EVONVO | 12EVONVI | 13 | 19.9 | 9.1 | Yes | No | 3 | 600 | 800 | 150 | 350 | 2025-01-01
201786769 | NOVAIR PLUS | 18EVONVO | 18EVONVI | 12.5 | 19.4 | 8.9 | Yes | No | 2 | 500 | 700 | 100 | 300 | 2025-01-01
201786770 | NOVAIR PLUS | 24EVONVO | 24EVONVI | 13 | 20 | 9.5 | Yes | No | 3 | 600 | 800 | 150 | 350 | 2025-01-01
212941756 | Nutech | N2OA-18HFN1-M |  | 12 | 19 | 9.8 | No | N/A | 3 | 600 | 800 | 150 | 350 | 2025-01-01
212941759 | Nutech | N3OJ-27HFN1-M |  | 11.7 | 21 | 9.2 | No | N/A | 3 | 600 | 800 | 150 | 350 | 2025-01-01
212941762 | Nutech | N4OG-36HFN1-M |  | 11 | 20 | 9.2 | No | N/A | 3 | 600 | 800 | 150 | 350 | 2025-01-01
212941765 | Nutech | N5OG-48HFN1-M |  | 10.8 | 20.5 | 9.7 | No | N/A | 3 | 600 | 800 | 150 | 350 | 2025-01-01
212941768 | Nutech | N5OA-55HFN1-M |  | 10.5 | 19 | 8.6 | No | N/A | 2 | 500 | 700 | 100 | 300 | 2025-01-01
213916276 | Nutech | N2OA-55HFN1-M |  | 10.5 | 19 | 8.6 | No | N/A | 2 | 500 | 700 | 100 | 300 | 2025-01-01
213916267 | Nutech | N2OA-27HFN1-M |  | 11.7 | 21 | 9.2 | No | N/A | 3 | 600 | 800 | 150 | 350 | 2025-01-01
213916270 | Nutech | N2OA-36HFN1-M |  | 11 | 20 | 9.2 | No | N/A | 3 | 600 | 800 | 150 | 350 | 2025-01-01
215894272 | Nutech | N3OX430-18HFN10-M1-D |  | 12 | 20 | 10 | No | N/A | 4 | 700 | 900 | 150 | 350 | 2025-01-01
215894275 | Nutech | N4OD30-27HFN10-M1D-D |  | 12 | 21 | 9 | No | N/A | 3 | 600 | 800 | 150 | 350 | 2025-01-01
215894278 | Nutech | N5OD30-36HFN10-M1D-D |  | 11.7 | 20 | 9.2 | No | N/A | 3 | 600 | 800 | 150 | 350 | 2025-01-01
215894281 | Nutech | N6OE30-48HFN10-M1D-D |  | 12 | 20.4 | 10.6 | No | N/A | 4 | 700 | 900 | 150 | 350 | 2025-01-01
215894284 | Nutech | N6OE30-60HFN10-M1D-D |  | 10 | 18 | 9.2 | No | N/A | 3 | 600 | 800 | 150 | 350 | 2025-01-01
213916273 | Nutech | N2OA-48HFN1-M |  | 10.8 | 20.5 | 9.7 | No | N/A | 3 | 600 | 800 | 150 | 350 | 2025-01-01
213916275 | Nutech | N2OA-55HFN1-M |  | 10.5 | 20.2 | 9.6 | No | N/A | 3 | 600 | 800 | 150 | 350 | 2025-01-01
215894280 | Nutech | N6OE30-48HFN10-M1D-D |  | 11.7 | 21.3 | 10 | No | N/A | 4 | 700 | 900 | 150 | 350 | 2025-01-01
215894283 | Nutech | N6OE30-60HFN10-M1D-D |  | 10 | 19.2 | 9.6 | No | N/A | 3 | 600 | 800 | 150 | 350 | 2025-01-01
215894274 | Nutech | N4OD30-27HFN10-M1D-D |  | 12.2 | 23 | 9.5 | No | N/A | 3 | 600 | 800 | 150 | 350 | 2025-01-01
215894277 | Nutech | N5OD30-36HFN10-M1D-D |  | 12 | 23.1 | 10 | No | N/A | 4 | 700 | 900 | 150 | 350 | 2025-01-01
215894271 | Nutech | N3OX430-18HFN10-M1-D |  | 12.5 | 23 | 10 | No | N/A | 4 | 700 | 900 | 150 | 350 | 2025-01-01
213916269 | Nutech | N2OA-36HFN1-M |  | 10.6 | 23.1 | 9.6 | No | N/A | 3 | 600 | 800 | 150 | 350 | 2025-01-01
213916272 | Nutech | N2OA-48HFN1-M |  | 11 | 21.1 | 9.5 | No | N/A | 3 | 600 | 800 | 150 | 350 | 2025-01-01
213916266 | Nutech | N2OA-27HFN1-M |  | 12.2 | 23.5 | 9.2 | No | N/A | 3 | 600 | 800 | 150 | 350 | 2025-01-01
212941764 | Nutech | N5OG-48HFN1-M |  | 11 | 21.1 | 9.5 | No | N/A | 3 | 600 | 800 | 150 | 350 | 2025-01-01
212941767 | Nutech | N5OA-55HFN1-M |  | 10.5 | 20.2 | 9.6 | No | N/A | 3 | 600 | 800 | 150 | 350 | 2025-01-01
212941758 | Nutech | N3OJ-27HFN1-M |  | 12.2 | 23.5 | 9.2 | No | N/A | 3 | 600 | 800 | 150 | 350 | 2025-01-01
212941761 | Nutech | N4OG-36HFN1-M |  | 10.6 | 23.1 | 9.6 | No | N/A | 3 | 600 | 800 | 150 | 350 | 2025-01-01
212941755 | Nutech | N2OA-18HFN1-M |  | 12.5 | 21 | 10.2 | No | N/A | 4 | 700 | 900 | 150 | 350 | 2025-01-01
212941763 | Nutech | N4OG-36HFN1-M |  | 10.8 | 21.55 | 9.4 | No | N/A | 3 | 600 | 800 | 150 | 350 | 2025-01-01
212941760 | Nutech | N3OJ-27HFN1-M |  | 11.95 | 22.25 | 9.2 | No | N/A | 3 | 600 | 800 | 150 | 350 | 2025-01-01
212941757 | Nutech | N2OA-18HFN1-M |  | 12.25 | 20 | 10 | No | N/A | 4 | 700 | 900 | 150 | 350 | 2025-01-01
212941766 | Nutech | N5OG-48HFN1-M |  | 10.9 | 20.8 | 9.6 | No | N/A | 3 | 600 | 800 | 150 | 350 | 2025-01-01
212941769 | Nutech | N5OA-55HFN1-M |  | 10.5 | 19.6 | 9.1 | No | N/A | 3 | 600 | 800 | 150 | 350 | 2025-01-01
213916268 | Nutech | N2OA-27HFN1-M |  | 11.95 | 22.25 | 9.2 | No | N/A | 3 | 600 | 800 | 150 | 350 | 2025-01-01
213916277 | Nutech | N2OA-55HFN1-M |  | 10.5 | 19.6 | 9.1 | No | N/A | 3 | 600 | 800 | 150 | 350 | 2025-01-01
213916271 | Nutech | N2OA-36HFN1-M |  | 10.8 | 21.55 | 9.4 | No | N/A | 3 | 600 | 800 | 150 | 350 | 2025-01-01
215894273 | Nutech | N3OX430-18HFN10-M1-D |  | 12.25 | 21.5 | 10 | No | N/A | 4 | 700 | 900 | 150 | 350 | 2025-01-01
215894276 | Nutech | N4OD30-27HFN10-M1D-D |  | 12.1 | 22 | 9.25 | No | N/A | 3 | 600 | 800 | 150 | 350 | 2025-01-01
215894282 | Nutech | N6OE30-48HFN10-M1D-D |  | 11.85 | 20.85 | 10.3 | No | N/A | 4 | 700 | 900 | 150 | 350 | 2025-01-01
215894279 | Nutech | N5OD30-36HFN10-M1D-D |  | 11.85 | 21.55 | 9.6 | No | N/A | 3 | 600 | 800 | 150 | 350 | 2025-01-01
215894285 | Nutech | N6OE30-60HFN10-M1D-D |  | 10 | 18.6 | 9.4 | No | N/A | 3 | 600 | 800 | 150 | 350 | 2025-01-01
213916274 | Nutech | N2OA-48HFN1-M |  | 10.9 | 20.8 | 9.6 | No | N/A | 3 | 600 | 800 | 150 | 350 | 2025-01-01
216578942 | Nutech | NOX230-09HFN10-M1 | NTJ-09HWFN10-M1-D | 13 | 19.7 | 11.5 | No | N/A | 4 | 700 | 900 | 150 | 350 | 2025-01-01
216010703 | Nutech | NOD30-30HFN10-230 | NSAG11F-30HRFN10-230 | 12 | 22.4 | 9 | No | N/A | 3 | 600 | 800 | 150 | 350 | 2025-01-01
216010704 | Nutech | NOD30-36HFN10-230 | NSAG11FM-36HRFN10-230 | 9.4 | 19.5 | 9.1 | No | N/A | 3 | 600 | 800 | 150 | 350 | 2025-01-01
215894257 | Nutech | NOX230-09HFN10-115 | NSAG11A-09HRFN10-115 | 12.5 | 21.5 | 9 | No | N/A | 3 | 600 | 800 | 150 | 350 | 2025-01-01
215894258 | Nutech | NOX230-12HFN10-115 | NSAG11B-12HRFN10-115 | 10 | 21.3 | 8.7 | No | N/A | 2 | 500 | 700 | 100 | 300 | 2025-01-01
215894259 | Nutech | NOX230-09HFN10-230 | NSAG11A-09HRFN10-230 | 12.6 | 21.6 | 9.4 | No | N/A | 3 | 600 | 800 | 150 | 350 | 2025-01-01
215894260 | Nutech | NOX230-12HFN10-230 | NSAG11B-12HRFN10-230 | 10.8 | 21.3 | 9.2 | No | N/A | 3 | 600 | 800 | 150 | 350 | 2025-01-01
215894261 | Nutech | NOX330-18HFN10-230 | NSAG11C-18HRFN10-230 | 11.5 | 20.2 | 9.1 | No | N/A | 3 | 600 | 800 | 150 | 350 | 2025-01-01
215894262 | Nutech | NOX430-24HFN10-230 | NSAG11D-24HRFN10-230 | 9.6 | 18.5 | 9 | No | N/A | 3 | 600 | 800 | 150 | 350 | 2025-01-01
215894265 | Nutech | NOX230-12HFN10-M1 | NTJ-12HWFN10-M1-D | 12 | 19.5 | 10.5 | No | N/A | 4 | 700 | 900 | 150 | 350 | 2025-01-01
215894266 | Nutech | NOX430-18HFN10-M1 | NTJ-18HWFN10-M1-D | 13.3 | 20 | 11.3 | No | N/A | 4 | 700 | 900 | 150 | 350 | 2025-01-01
215894267 | Nutech | NOD30-24HFN10-M1 | NTJ-24HWFN10-M1-D | 12.5 | 19 | 11 | No | N/A | 4 | 700 | 900 | 150 | 350 | 2025-01-01
215894268 | Nutech | NOD30-36HFN10-M2 | NTJ-36HWFN10-M2-D | 10.1 | 18.7 | 10.2 | No | N/A | 4 | 700 | 900 | 150 | 350 | 2025-01-01
215894269 | Nutech | NOE30-48HFN10-M2 | NTJ-48HWFN10-M2-D | 10 | 17.1 | 9.8 | No | N/A | 3 | 600 | 800 | 150 | 350 | 2025-01-01
215894270 | Nutech | NOE30-60HFN10-M2 | NHJ-60HWFN10-M2-D | 10 | 17 | 9.7 | No | N/A | 3 | 600 | 800 | 150 | 350 | 2025-01-01
212941752 | Nutech | NOD30U-36HFN1-MP0(GA) | NTI-36HWFN1-M | 8.8 | 15.8 | 8.8 | No | N/A | 2 | 500 | 700 | 100 | 300 | 2025-01-01
212941744 | Nutech | NU9WKU1 | NU9WKU1 | 12.5 | 21.5 | 9.1 | No | N/A | 3 | 600 | 800 | 150 | 350 | 2025-01-01
212941745 | Nutech | NU12WKU1 | NU12WKU1 | 10.3 | 20.8 | 8.7 | No | N/A | 2 | 500 | 700 | 100 | 300 | 2025-01-01
212941746 | Nutech | NU18WKU1 | NU18WKU1 | 11 | 19.5 | 8.7 | No | N/A | 2 | 500 | 700 | 100 | 300 | 2025-01-01
212941747 | Nutech | NU24WKU1 | NU24WKU1 | 9.5 | 18.5 | 8.6 | No | N/A | 2 | 500 | 700 | 100 | 300 | 2025-01-01
212941749 | Nutech | NOX330-12HFN1-MW5W | NTIU-12HWFN1-M | 11.7 | 19.5 | 10 | No | N/A | 4 | 700 | 900 | 150 | 350 | 2025-01-01
212941750 | Nutech | NOX430-17HFN1-MT0W | NTIU-18HWFN1-M | 11.7 | 18 | 9.5 | No | N/A | 3 | 600 | 800 | 150 | 350 | 2025-01-01
212941751 | Nutech | NOD30-24HFN1-MU0W | NTIU-24HWFN1-M | 12 | 19.2 | 10.5 | No | N/A | 4 | 700 | 900 | 150 | 350 | 2025-01-01
207506893 | Olimpia Splendid | OS-CENIH12EI | OS-SENIH12EI | 12.5 | 22.7 | 10.4 | No | N/A | 4 | 700 | 900 | 150 | 350 | 2025-01-01
207506894 | Olimpia Splendid | OS-CENIH18EI | OS-SENIH18EI | 13.5 | 24 | 10.5 | No | N/A | 4 | 700 | 900 | 150 | 350 | 2025-01-01
207506895 | Olimpia Splendid | OS-CENIH24EI | OS-SENIH24EI | 13 | 21 | 8.5 | No | N/A | 2 | 500 | 700 | 100 | 300 | 2025-01-01
207506896 | Olimpia Splendid | OS-CENIH30EI | OS-SENIH30EI | 10.5 | 18.6 | 8.7 | No | N/A | 2 | 500 | 700 | 100 | 300 | 2025-01-01
207506897 | Olimpia Splendid | OS-CENIH36EI | OS-SENIH36EI | 8.5 | 17.5 | 8.7 | No | N/A | 2 | 500 | 700 | 100 | 300 | 2025-01-01
206909906 | Olimpia Splendid | OS-CENIH09EI | OS-SENIH09EI | 13.8 | 23 | 9.8 | No | N/A | 3 | 600 | 800 | 150 | 350 | 2025-01-01
215387338 | OLMO | OS-MSR42-230VO |  | 10.5 | 20 | 8.95 | No | N/A | 2 | 500 | 700 | 100 | 300 | 2025-01-01
214584775 | OLMO | OS-MSR24-230VO |  | 12.5 | 22 | 9.05 | Yes | Both | 3 | 600 | 800 | 150 | 350 | 2025-01-01
214584776 | OLMO | OS-MSR36-230VO |  | 12.5 | 21 | 9 | Yes | Both | 3 | 600 | 800 | 150 | 350 | 2025-01-01
214584777 | OLMO | OS-MSR18-230VO |  | 12.5 | 21 | 9.5 | Yes | Both | 3 | 600 | 800 | 150 | 350 | 2025-01-01
215887333 | OLMO | OS-SR09-115VO | OS-09SRW-115VI | 12.5 | 20 | 9 | Yes | No | 3 | 600 | 800 | 150 | 350 | 2025-01-01
215887334 | OLMO | OS-SR12-115VO | OS-12SRW-115VI | 10.2 | 18 | 8.5 | No | N/A | 2 | 500 | 700 | 100 | 300 | 2025-01-01
215887335 | OLMO | OS-SR09-230VO | OS-09SRW-230VI | 12.95 | 23 | 9.5 | Yes | No | 3 | 600 | 800 | 150 | 350 | 2025-01-01
215887336 | OLMO | OS-SR12-230VO | OS-12SRW-230VI | 11.1 | 20 | 8.5 | No | N/A | 2 | 500 | 700 | 100 | 300 | 2025-01-01
215887337 | OLMO | OS-SR18-230VO | OS-18SRW-230VI | 11.95 | 21 | 9.8 | Yes | No | 3 | 600 | 800 | 150 | 350 | 2025-01-01
215887338 | OLMO | OS-SR24-230VO | OS-24SRW-230VI | 10.6 | 19.5 | 8.5 | No | N/A | 2 | 500 | 700 | 100 | 300 | 2025-01-01
214609239 | OLMO | OS-SR36-230VO | OS-36SRW-230VI | 9 | 19 | 8.5 | No | N/A | 2 | 500 | 700 | 100 | 300 | 2025-01-01
213614227 | OLMO | CH-NY12MIA-115VO | CH-NY12MIA-115VI | 10.3 | 20.8 | 8.7 | No | N/A | 2 | 500 | 700 | 100 | 300 | 2025-01-01
213614228 | OLMO | CH-NY12MIA-230VO | CH-NY12MIA-230VI | 10.8 | 21.4 | 9.1 | No | N/A | 3 | 600 | 800 | 150 | 350 | 2025-01-01
213614229 | OLMO | CH-NY24MIA-230VO | CH-NY24MIA-230VI | 9 | 18 | 8.6 | No | N/A | 2 | 500 | 700 | 100 | 300 | 2025-01-01
213614230 | OLMO | CH-EL30-230VO | CH-30ELSPHWM-230VI | 10.5 | 18.6 | 8.7 | No | N/A | 2 | 500 | 700 | 100 | 300 | 2025-01-01
213614231 | OLMO | CH-EL30-230VO | CH-30ASTWM-230VI | 11.5 | 20 | 9.2 | No | N/A | 3 | 600 | 800 | 150 | 350 | 2025-01-01
210644058 | OLMO | OS-EL09ALP115VO | OS -EL09ALP115VI | 10.1 | 17 | 9 | No | N/A | 3 | 600 | 800 | 150 | 350 | 2025-01-01
210644059 | OLMO | OS-EL12ALP115VO | OS -EL12ALP115VI | 8.8 | 17.4 | 8.7 | No | N/A | 2 | 500 | 700 | 100 | 300 | 2025-01-01
210644060 | OLMO | OS-EL09ALP230VO | OS -EL09ALP230VI | 10.5 | 18.5 | 8.8 | No | N/A | 2 | 500 | 700 | 100 | 300 | 2025-01-01
210644061 | OLMO | OS-EL12ALP230VO | OS -EL12ALP230VI | 8.8 | 17.6 | 8.8 | No | N/A | 2 | 500 | 700 | 100 | 300 | 2025-01-01
210644062 | OLMO | OS-EL18ALP230VO | OS -EL18ALP230VI | 9.9 | 18.3 | 8.7 | No | N/A | 2 | 500 | 700 | 100 | 300 | 2025-01-01
216453533 | OUELLET | OFRM2X1-H18A-O |  | 11.7 | 18 | 8.1 | Yes | Both | 1 | 400 | 600 | 100 | 300 | 2025-01-01
216453534 | OUELLET | OFRM3X1-H24A-O |  | 12 | 18 | 8.1 | Yes | Both | 1 | 400 | 600 | 100 | 300 | 2025-01-01
216453535 | OUELLET | OFRM4X1-H30A-O |  | 12 | 18 | 8.1 | Yes | Both | 1 | 400 | 600 | 100 | 300 | 2025-01-01
216453536 | OUELLET | OFRM4X1-H36A-O |  | 11.7 | 18 | 8.1 | Yes | Both | 1 | 400 | 600 | 100 | 300 | 2025-01-01
216453537 | OUELLET | OFRM5X1-H42A-O |  | 12 | 18 | 8.1 | Yes | Both | 1 | 400 | 600 | 100 | 300 | 2025-01-01
216453528 | OUELLET | OFRM2X1-H18A-O |  | 12 | 21 | 10 | Yes | Both | 4 | 700 | 900 | 150 | 350 | 2025-01-01
216453529 | OUELLET | OFRM3X1-H24A-O |  | 13.3 | 21 | 10 | Yes | Both | 4 | 700 | 900 | 150 | 350 | 2025-01-01
216453530 | OUELLET | OFRM4X1-H30A-O |  | 13.6 | 21 | 10 | Yes | Both | 4 | 700 | 900 | 150 | 350 | 2025-01-01
216453531 | OUELLET | OFRM4X1-H36A-O |  | 12 | 21 | 10 | Yes | Both | 4 | 700 | 900 | 150 | 350 | 2025-01-01
216453532 | OUELLET | OFRM5X1-H42A-O |  | 13 | 21 | 10 | Yes | Both | 4 | 700 | 900 | 150 | 350 | 2025-01-01
216453538 | OUELLET | OFRM2X1-H18A-O |  | 11.8 | 19 | 9 | Yes | Both | 3 | 600 | 800 | 150 | 350 | 2025-01-01
216453539 | OUELLET | OFRM3X1-H24A-O |  | 12.2 | 19 | 9 | Yes | Both | 3 | 600 | 800 | 150 | 350 | 2025-01-01
216453540 | OUELLET | OFRM4X1-H30A-O |  | 12.2 | 19 | 9 | Yes | Both | 3 | 600 | 800 | 150 | 350 | 2025-01-01
216453541 | OUELLET | OFRM4X1-H36A-O |  | 11.8 | 19 | 9 | Yes | Both | 3 | 600 | 800 | 150 | 350 | 2025-01-01
216453542 | OUELLET | OFRM5X1-H42A-O |  | 12.2 | 19 | 9 | Yes | Both | 3 | 600 | 800 | 150 | 350 | 2025-01-01
217037911 | OUELLET | OCVX-H09A-O | OFCX1-H09A-I | 14.2 | 22 | 9.2 | Yes | Both | 3 | 600 | 800 | 150 | 350 | 2025-01-01
217037912 | OUELLET | OCVX-H12A-O | OFCX1-H12A-I | 13 | 21 | 9 | Yes | Both | 3 | 600 | 800 | 150 | 350 | 2025-01-01
217037913 | OUELLET | OCVX-H12A-O | OICX1-H12A-I | 13 | 23 | 9 | Yes | Both | 3 | 600 | 800 | 150 | 350 | 2025-01-01
217037914 | OUELLET | OARX-H09A-O | OFCX1-H09A-I | 14.3 | 22.3 | 9.5 | Yes | Both | 3 | 600 | 800 | 150 | 350 | 2025-01-01
217037915 | OUELLET | OARX-H09A-O | OICX1-H09A-I | 15.5 | 24.5 | 9.5 | No | N/A | 3 | 600 | 800 | 150 | 350 | 2025-01-01
217037916 | OUELLET | OCVX-H24A-O | OFCX1-H24A-I | 12.3 | 19.5 | 9 | No | N/A | 3 | 600 | 800 | 150 | 350 | 2025-01-01
217037917 | OUELLET | OCVX-H24A-O | OICX1-H24A-I | 11.6 | 22.5 | 9 | No | N/A | 3 | 600 | 800 | 150 | 350 | 2025-01-01
217037918 | OUELLET | OCVX-H18A-O | OICX1-H18A-I | 10.9 | 21 | 9 | No | N/A | 3 | 600 | 800 | 150 | 350 | 2025-01-01
217037919 | OUELLET | OARX-H12A-O | OFCX1-H12A-I | 13 | 21.5 | 9 | No | N/A | 3 | 600 | 800 | 150 | 350 | 2025-01-01
217037920 | OUELLET | OARX-H12A-O | OICX1-H12A-I | 13 | 23 | 8.5 | No | N/A | 2 | 500 | 700 | 100 | 300 | 2025-01-01
217037921 | OUELLET | OCVX-H18A-O | OFCX1-H18A-I | 14 | 22.5 | 9 | No | N/A | 3 | 600 | 800 | 150 | 350 | 2025-01-01
217037922 | OUELLET | OARX-H18A-O | OFCX1-H18A-I | 14 | 24.5 | 9.4 | No | N/A | 3 | 600 | 800 | 150 | 350 | 2025-01-01
217037923 | OUELLET | OARX-H18A-O | OICX1-H18A-I | 11.6 | 22 | 8.8 | No | N/A | 2 | 500 | 700 | 100 | 300 | 2025-01-01
217037924 | OUELLET | OARX-H24A-O | OICX1-H24A-I | 12.5 | 23 | 9 | No | N/A | 3 | 600 | 800 | 150 | 350 | 2025-01-01
217037925 | OUELLET | OARX-H24A-O | OFCX1-H24A-I | 12.5 | 22 | 9 | No | N/A | 3 | 600 | 800 | 150 | 350 | 2025-01-01
216623762 | OUELLET | OCVX-H24A-O | OCVX-H24A-I | 12 | 23.5 | 9 | Yes | Both | 3 | 600 | 800 | 150 | 350 | 2025-01-01
216498640 | OUELLET | OARX-H24A-O | OARX-H24A-I | 13.95 | 27 | 10 | Yes | Both | 4 | 700 | 900 | 150 | 350 | 2025-01-01
216498641 | OUELLET | OARX-H18A-O | OARX-H18A-I | 14.3 | 27.5 | 10 | Yes | Both | 4 | 700 | 900 | 150 | 350 | 2025-01-01
217037910 | OUELLET | OCVX-H09A-O | OICX1-H09A-I | 15 | 24 | 9.2 | Yes | Both | 3 | 600 | 800 | 150 | 350 | 2025-01-01
216472855 | OUELLET | OARX-H09A-O | OARX-H09A-I | 16.8 | 30 | 11.2 | Yes | Both | 4 | 700 | 900 | 150 | 350 | 2025-01-01
216472856 | OUELLET | OARX-H12A-O | OARX-H12A-I | 15.2 | 28 | 10 | Yes | Yes | 4 | 700 | 900 | 150 | 350 | 2025-01-01
216472857 | OUELLET | OCVX-H09A-O | OCVX-H09A-I | 15 | 26 | 10.4 | Yes | Both | 4 | 700 | 900 | 150 | 350 | 2025-01-01
216472858 | OUELLET | OCVX-H12A-O | OCVX-H12A-I | 13 | 24.5 | 9.5 | Yes | Both | 3 | 600 | 800 | 150 | 350 | 2025-01-01
216472859 | OUELLET | OCVX-H18A-O | OCVX-H18A-I | 13.65 | 24.5 | 9 | Yes | Both | 3 | 600 | 800 | 150 | 350 | 2025-01-01
216472860 | OUELLET | OCHX-H09A-O | OCHX-H09A-I | 12.5 | 20.5 | 8.8 | No | N/A | 2 | 500 | 700 | 100 | 300 | 2025-01-01
216472861 | OUELLET | OCHX-H12A-O | OCHX-H12A-I | 9.75 | 19 | 8.5 | No | N/A | 2 | 500 | 700 | 100 | 300 | 2025-01-01
216472862 | OUELLET | OCHX-H18A-O | OCHX-H18A-I | 12.35 | 20 | 8.5 | No | N/A | 2 | 500 | 700 | 100 | 300 | 2025-01-01
216472863 | OUELLET | OCHX-H24A-O | OCHX-H24A-I | 11.9 | 19 | 8.5 | No | N/A | 2 | 500 | 700 | 100 | 300 | 2025-01-01
216472864 | OUELLET | OCHX-H30A-O | OCHX-H30A-I | 10.9 | 22 | 9 | No | N/A | 3 | 600 | 800 | 150 | 350 | 2025-01-01
216472865 | OUELLET | OCHX-H36A-O | OCHX-H36A-I | 10.6 | 21 | 8.5 | Yes | Yes | 2 | 500 | 700 | 100 | 300 | 2025-01-01
215735584 | Ovair | SL9000O | SL9000I | 13 | 24 | 10 | No | N/A | 4 | 700 | 900 | 150 | 350 | 2025-01-01
215735585 | Ovair | SL12000O | SL12000I | 13 | 23 | 10 | No | N/A | 4 | 700 | 900 | 150 | 350 | 2025-01-01
215735586 | Ovair | SL18000O | SL18000I | 12.5 | 23 | 9.5 | No | N/A | 3 | 600 | 800 | 150 | 350 | 2025-01-01
215735587 | Ovair | SL24000O | SL24000I | 12 | 23 | 9.5 | No | N/A | 3 | 600 | 800 | 150 | 350 | 2025-01-01
214660274 | OZONE SPIRIT | COPIH121A | EOPIH121A | 10 | 20 | 8.5 | No | N/A | 2 | 500 | 700 | 100 | 300 | 2025-01-01
214660275 | OZONE SPIRIT | COPIH182A | EOPIH182A | 10.5 | 19 | 9 | No | N/A | 3 | 600 | 800 | 150 | 350 | 2025-01-01
214660276 | OZONE SPIRIT | COPIH242A | EOPIH242A | 10.5 | 18.5 | 8.3 | No | N/A | 1 | 400 | 600 | 100 | 300 | 2025-01-01
214660278 | OZONE SPIRIT | COPXIH122A | EOPXIH122A | 12 | 21 | 10 | No | N/A | 4 | 700 | 900 | 150 | 350 | 2025-01-01
214660279 | OZONE SPIRIT | COPXIH182A | EOPXIH182A | 12 | 21 | 9 | No | N/A | 3 | 600 | 800 | 150 | 350 | 2025-01-01
214660280 | OZONE SPIRIT | COPXIH242A | EOPXIH242A | 12 | 21 | 10 | No | N/A | 4 | 700 | 900 | 150 | 350 | 2025-01-01
10221208 | PANASONIC | CU-2E18SBU-5 |  | 12.55 | 19 | 8.8 | No | N/A | 2 | 500 | 700 | 100 | 300 | 2025-01-01
10221209 | PANASONIC | CU-3E19RBU-5 |  | 12.55 | 18.5 | 8.8 | No | N/A | 2 | 500 | 700 | 100 | 300 | 2025-01-01
10221210 | PANASONIC | CU-4E24RBU-5 |  | 10.85 | 19 | 8.8 | No | N/A | 2 | 500 | 700 | 100 | 300 | 2025-01-01
10221211 | PANASONIC | CU-5E36QBU-5 |  | 8.3 | 16.5 | 8.4 | No | N/A | 1 | 400 | 600 | 100 | 300 | 2025-01-01
216441722 | PANASONIC | CU-5Z36BBUC |  | 11.8 | 22 | 10.3 | No | N/A | 4 | 700 | 900 | 150 | 350 | 2025-01-01
10221199 | PANASONIC | CU-3E19RBU-5 |  | 12.55 | 22 | 10.1 | No | N/A | 4 | 700 | 900 | 150 | 350 | 2025-01-01
10221204 | PANASONIC | CU-4E24RBU-5 |  | 12.55 | 22 | 9.5 | No | N/A | 3 | 600 | 800 | 150 | 350 | 2025-01-01
10221207 | PANASONIC | CU-5E36QBU-5 |  | 9.6 | 18.5 | 9.1 | No | N/A | 3 | 600 | 800 | 150 | 350 | 2025-01-01
10208229 | PANASONIC | CU-2E18SBU-5 |  | 12.55 | 19 | 9.5 | No | N/A | 3 | 600 | 800 | 150 | 350 | 2025-01-01
216441721 | PANASONIC | CU-4Z24BBUC |  | 13.45 | 24 | 11.4 | No | N/A | 4 | 700 | 900 | 150 | 350 | 2025-01-01
214837934 | PANASONIC | CU-2Z18ABUC |  | 15 | 22.5 | 12.5 | No | N/A | 4 | 700 | 900 | 150 | 350 | 2025-01-01
214837935 | PANASONIC | CU-3Z22ABUC |  | 12.75 | 24.5 | 10.7 | No | N/A | 4 | 700 | 900 | 150 | 350 | 2025-01-01
205047851 | PANASONIC | CU-XE9WKUA | CS-XE9WKUAW | 16.1 | 27.3 | 12 | No | N/A | 4 | 700 | 900 | 150 | 350 | 2025-01-01
205047852 | PANASONIC | CU-XE12WKUA | CS-XE12WKUAW | 14.15 | 24.6 | 11 | No | N/A | 4 | 700 | 900 | 150 | 350 | 2025-01-01
205047853 | PANASONIC | CU-XE15WKUA | CS-XE15WKUAW | 12.55 | 22 | 11 | No | N/A | 4 | 700 | 900 | 150 | 350 | 2025-01-01
205047854 | PANASONIC | CU-XE18WKUA | CS-XE18WKUAW | 13.2 | 22 | 10.9 | No | N/A | 4 | 700 | 900 | 150 | 350 | 2025-01-01
205047855 | PANASONIC | CU-XE24WKUA | CS-XE24WKUAW | 10.9 | 20 | 10.3 | No | N/A | 4 | 700 | 900 | 150 | 350 | 2025-01-01
9125308 | PANASONIC | CU-E9SD3UA | CS-E9SD3UAW | 13 | 20.5 | 9.9 | No | N/A | 3 | 600 | 800 | 150 | 350 | 2025-01-01
9125309 | PANASONIC | CU-E12SD3UA | CS-E12SD3UAW | 12.5 | 20 | 9.5 | No | N/A | 3 | 600 | 800 | 150 | 350 | 2025-01-01
8861882 | PANASONIC | CU-RE9SKUA | CS-RE9SKUA | 10.45 | 16 | 8.5 | No | N/A | 2 | 500 | 700 | 100 | 300 | 2025-01-01
8861883 | PANASONIC | CU-RE12SKUA | CS-RE12SKUA | 10.6 | 16 | 8.5 | No | N/A | 2 | 500 | 700 | 100 | 300 | 2025-01-01
8861884 | PANASONIC | CU-RE18SKUA | CS-RE18SKUA | 12.25 | 16 | 8.5 | No | N/A | 2 | 500 | 700 | 100 | 300 | 2025-01-01
8861885 | PANASONIC | CU-RE24SKUA | CS-RE24SKUA | 9.2 | 16 | 8.5 | No | N/A | 2 | 500 | 700 | 100 | 300 | 2025-01-01
8107849 | PANASONIC | CU-E12RB4U | CS-E12RB4UW | 10.3 | 18 | 8.7 | No | N/A | 2 | 500 | 700 | 100 | 300 | 2025-01-01
7958198 | PANASONIC | CU-E9RKUA | CS-E9RKUAW | 13 | 23 | 10.3 | No | N/A | 4 | 700 | 900 | 150 | 350 | 2025-01-01
7958199 | PANASONIC | CU-E12RKUA | CS-E12RKUAW | 12.5 | 22.5 | 9.6 | No | N/A | 3 | 600 | 800 | 150 | 350 | 2025-01-01
7958200 | PANASONIC | CU-E18RKUA | CS-E18RKUAW | 13.2 | 19.5 | 9.5 | No | N/A | 3 | 600 | 800 | 150 | 350 | 2025-01-01
7958327 | PANASONIC | CU-E24RKUA | CS-E24RKUAW | 10.2 | 19 | 9 | No | N/A | 3 | 600 | 800 | 150 | 350 | 2025-01-01
215387071 | PANASONIC | CU-XZ9AKUAC | CS-Z9AKUAW | 16.4 | 27.5 | 12 | No | N/A | 4 | 700 | 900 | 150 | 350 | 2025-01-01
215387072 | PANASONIC | CU-XZ12AKUAC | CS-Z12AKUAW | 14.35 | 25 | 11.7 | No | N/A | 4 | 700 | 900 | 150 | 350 | 2025-01-01
215387073 | PANASONIC | CU-XZ15AKUAC | CS-Z15AKUAW | 13.35 | 22.4 | 12 | No | N/A | 4 | 700 | 900 | 150 | 350 | 2025-01-01
215387074 | PANASONIC | CU-XZ18AKUAC | CS-Z18AKUAW | 13.65 | 22 | 11.7 | No | N/A | 4 | 700 | 900 | 150 | 350 | 2025-01-01
215387075 | PANASONIC | CU-XZ24AKUAC | CS-Z24AKUAW | 11.75 | 20.5 | 11 | No | N/A | 4 | 700 | 900 | 150 | 350 | 2025-01-01
214837752 | PANASONIC | CU-XZ9AKUAC | CS-XZ9AKUAW | 16.4 | 27.5 | 12 | No | N/A | 4 | 700 | 900 | 150 | 350 | 2025-01-01
214837753 | PANASONIC | CU-XZ12AKUAC | CS-XZ12AKUAW | 14.35 | 25 | 11.7 | No | N/A | 4 | 700 | 900 | 150 | 350 | 2025-01-01
214837754 | PANASONIC | CU-XZ15AKUAC | CS-XZ15AKUAW | 13.35 | 22.4 | 12 | No | N/A | 4 | 700 | 900 | 150 | 350 | 2025-01-01
214837755 | PANASONIC | CU-XZ18AKUAC | CS-XZ18AKUAW | 13.65 | 22 | 11.7 | No | N/A | 4 | 700 | 900 | 150 | 350 | 2025-01-01
214837756 | PANASONIC | CU-XZ24AKUAC | CS-XZ24AKUAW | 11.75 | 20.5 | 11 | No | N/A | 4 | 700 | 900 | 150 | 350 | 2025-01-01
207683274 | Pasapair | AMZSAC-OU23V-18 | AMZSAC-IN23V-18 | 11 | 19.5 | 8.7 | No | N/A | 2 | 500 | 700 | 100 | 300 | 2025-01-01
207683275 | Pasapair | AMZSAC-OU11V-12 | AMZSAC-IN11V-12 | 10.3 | 20.8 | 8.7 | No | N/A | 2 | 500 | 700 | 100 | 300 | 2025-01-01
213928554 | Pasapair | AMZSAC-OU11V-12TC | AMZSAC-IN11V-12TC | 13 | 23 | 9.5 | No | N/A | 3 | 600 | 800 | 150 | 350 | 2025-01-01
211694659 | Pasapair | AMZSAC-OU23V-18TC | AMZSAC-IN23V-18TC | 9.4 | 19 | 8.5 | No | N/A | 2 | 500 | 700 | 100 | 300 | 2025-01-01
215357695 | PAYNE | 37MGHAQ18CA3 |  | 13 | 20 | 10 | Yes | Both | 4 | 700 | 900 | 150 | 350 | 2025-01-01
215357698 | PAYNE | 37MGHAQ24DA3 |  | 13 | 20 | 9.5 | Yes | Both | 3 | 600 | 800 | 150 | 350 | 2025-01-01
215357704 | PAYNE | 37MGHAQ30EA3 |  | 12.5 | 19.5 | 10.5 | Yes | Both | 4 | 700 | 900 | 150 | 350 | 2025-01-01
215357707 | PAYNE | 37MGHAQ36EA3 |  | 12 | 19.5 | 10.5 | Yes | Both | 4 | 700 | 900 | 150 | 350 | 2025-01-01
215357710 | PAYNE | 37MGHAQ48FA3 |  | 11.7 | 20.5 | 11 | Yes | Both | 4 | 700 | 900 | 150 | 350 | 2025-01-01
215357713 | PAYNE | 37MGHAQ55FA3 |  | 11.7 | 20.2 | 10.7 | Yes | Both | 4 | 700 | 900 | 150 | 350 | 2025-01-01
215357716 | PAYNE | 37MGRAQ18CA3 |  | 12 | 20 | 10 | Yes | Both | 4 | 700 | 900 | 150 | 350 | 2025-01-01
215357719 | PAYNE | 37MGRAQ24DA3 |  | 12.5 | 21 | 9.5 | Yes | Both | 3 | 600 | 800 | 150 | 350 | 2025-01-01
215357725 | PAYNE | 37MGRAQ30EA3 |  | 12 | 21 | 9.5 | Yes | Both | 3 | 600 | 800 | 150 | 350 | 2025-01-01
215357728 | PAYNE | 37MGRAQ36EA3 |  | 11.7 | 20 | 9.2 | Yes | Both | 3 | 600 | 800 | 150 | 350 | 2025-01-01
215357731 | PAYNE | 37MGRAQ48FA3 |  | 12 | 20.5 | 10.6 | Yes | Both | 4 | 700 | 900 | 150 | 350 | 2025-01-01
215357734 | PAYNE | 37MGRAQ55FA3 |  | 10 | 18 | 9.3 | No | N/A | 3 | 600 | 800 | 150 | 350 | 2025-01-01
201847066 | PAYNE | 38MGRQ18B--3 |  | 11.7 | 18.3 | 9 | Yes | No | 3 | 600 | 800 | 150 | 350 | 2025-01-01
201847069 | PAYNE | 38MGRQ36D--3 |  | 11.7 | 19 | 9.5 | No | N/A | 3 | 600 | 800 | 150 | 350 | 2025-01-01
201847070 | PAYNE | 38MGRQ48E--3 |  | 10.1 | 18.3 | 9.6 | No | N/A | 3 | 600 | 800 | 150 | 350 | 2025-01-01
204711114 | PAYNE | 38MGRQ30D--3 |  | 10 | 18.5 | 8.7 | No | N/A | 2 | 500 | 700 | 100 | 300 | 2025-01-01
204707611 | PAYNE | 38MGRQ24C--3 |  | 11 | 20 | 8.5 | No | N/A | 2 | 500 | 700 | 100 | 300 | 2025-01-01
207642919 | PAYNE | 38MGRBQ18BA3 |  | 12 | 19 | 9.8 | Yes | Both | 3 | 600 | 800 | 150 | 350 | 2025-01-01
207642922 | PAYNE | 38MGHBQ24CA3 |  | 12.5 | 21.3 | 9.7 | Yes | Both | 3 | 600 | 800 | 150 | 350 | 2025-01-01
207642925 | PAYNE | 38MGHBQ30DA3 |  | 12 | 20 | 9.2 | Yes | No | 3 | 600 | 800 | 150 | 350 | 2025-01-01
207642928 | PAYNE | 38MGRBQ36DA3 |  | 11 | 20 | 9.2 | No | N/A | 3 | 600 | 800 | 150 | 350 | 2025-01-01
207642931 | PAYNE | 38MGHBQ48EA3 |  | 11.7 | 20.9 | 9 | Yes | Both | 3 | 600 | 800 | 150 | 350 | 2025-01-01
207642934 | PAYNE | 38MGHBQ36DA3 |  | 11.7 | 19 | 10 | Yes | No | 4 | 700 | 900 | 150 | 350 | 2025-01-01
207642937 | PAYNE | 38MGRBQ48EA3 |  | 10.8 | 20.5 | 9.7 | No | N/A | 3 | 600 | 800 | 150 | 350 | 2025-01-01
207642936 | PAYNE | 38MGRBQ48EA3 |  | 12.5 | 23.4 | 8.7 | Yes | No | 2 | 500 | 700 | 100 | 300 | 2025-01-01
207642930 | PAYNE | 38MGHBQ48EA3 |  | 11.7 | 21.8 | 9.8 | Yes | Both | 3 | 600 | 800 | 150 | 350 | 2025-01-01
207642933 | PAYNE | 38MGHBQ36DA3 |  | 13.6 | 22.2 | 10.3 | Yes | Both | 4 | 700 | 900 | 150 | 350 | 2025-01-01
207642924 | PAYNE | 38MGHBQ30DA3 |  | 13 | 26 | 9.8 | Yes | Both | 3 | 600 | 800 | 150 | 350 | 2025-01-01
207642927 | PAYNE | 38MGRBQ36DA3 |  | 11.7 | 23.9 | 9.5 | Yes | No | 3 | 600 | 800 | 150 | 350 | 2025-01-01
207642918 | PAYNE | 38MGRBQ18BA3 |  | 13.9 | 22.9 | 10.5 | Yes | No | 4 | 700 | 900 | 150 | 350 | 2025-01-01
207642921 | PAYNE | 38MGHBQ24CA3 |  | 13.4 | 24.6 | 10 | Yes | Both | 4 | 700 | 900 | 150 | 350 | 2025-01-01
201846981 | PAYNE | 38MGRQ18B--3 |  | 12 | 22.4 | 9.1 | Yes | No | 3 | 600 | 800 | 150 | 350 | 2025-01-01
201846984 | PAYNE | 38MGRQ36D--3 |  | 13.5 | 21.5 | 9.5 | Yes | Both | 3 | 600 | 800 | 150 | 350 | 2025-01-01
201846985 | PAYNE | 38MGRQ48E--3 |  | 12.5 | 23.7 | 8.6 | Yes | No | 2 | 500 | 700 | 100 | 300 | 2025-01-01
216765591 | PAYNE | 37MTRAQ18CA3 |  | 11.7 | 18.5 | 9.2 | Yes | Both | 3 | 600 | 800 | 150 | 350 | 2025-01-01
216765592 | PAYNE | 37MTRAQ27DA3 |  | 10.5 | 18.5 | 8.5 | Yes | Yes | 2 | 500 | 700 | 100 | 300 | 2025-01-01
216765593 | PAYNE | 37MTRAQ36EA3 |  | 9.5 | 18.8 | 8.5 | Yes | Yes | 2 | 500 | 700 | 100 | 300 | 2025-01-01
216765594 | PAYNE | 37MTRAQ48FA3 |  | 10 | 18.7 | 9.5 | Yes | Yes | 3 | 600 | 800 | 150 | 350 | 2025-01-01
215357733 | PAYNE | 37MGRAQ55FA3 |  | 10 | 22 | 9.6 | No | N/A | 3 | 600 | 800 | 150 | 350 | 2025-01-01
215357727 | PAYNE | 37MGRAQ36EA3 |  | 12 | 24 | 9.5 | Yes | Both | 3 | 600 | 800 | 150 | 350 | 2025-01-01
215357730 | PAYNE | 37MGRAQ48FA3 |  | 12.5 | 24 | 10.4 | Yes | Both | 4 | 700 | 900 | 150 | 350 | 2025-01-01
215357718 | PAYNE | 37MGRAQ24DA3 |  | 13.5 | 25 | 9.5 | Yes | Both | 3 | 600 | 800 | 150 | 350 | 2025-01-01
215357724 | PAYNE | 37MGRAQ30EA3 |  | 13 | 25 | 10 | Yes | Both | 4 | 700 | 900 | 150 | 350 | 2025-01-01
215357712 | PAYNE | 37MGHAQ55FA3 |  | 12 | 22.3 | 10.5 | Yes | Both | 4 | 700 | 900 | 150 | 350 | 2025-01-01
215357715 | PAYNE | 37MGRAQ18CA3 |  | 14 | 25.2 | 9.8 | Yes | Both | 3 | 600 | 800 | 150 | 350 | 2025-01-01
215357706 | PAYNE | 37MGHAQ36EA3 |  | 13.1 | 23.1 | 10.7 | Yes | Both | 4 | 700 | 900 | 150 | 350 | 2025-01-01
215357709 | PAYNE | 37MGHAQ48FA3 |  | 12 | 23 | 11.3 | Yes | Both | 4 | 700 | 900 | 150 | 350 | 2025-01-01
215357697 | PAYNE | 37MGHAQ24DA3 |  | 13 | 24 | 10 | Yes | Both | 4 | 700 | 900 | 150 | 350 | 2025-01-01
215357703 | PAYNE | 37MGHAQ30EA3 |  | 13.2 | 24 | 10.7 | Yes | Both | 4 | 700 | 900 | 150 | 350 | 2025-01-01
215357694 | PAYNE | 37MGHAQ18CA3 |  | 15 | 25 | 10.5 | Yes | Both | 4 | 700 | 900 | 150 | 350 | 2025-01-01
204711108 | PAYNE | 38MGRQ24C--3 |  | 12.5 | 23 | 9.2 | Yes | No | 3 | 600 | 800 | 150 | 350 | 2025-01-01
204722816 | PAYNE | 38MGRQ30D--3 |  | 12 | 22.5 | 9.5 | No | N/A | 3 | 600 | 800 | 150 | 350 | 2025-01-01
213363538 | PAYNE | 38MTRAQ48EA3 |  | 10 | 18.7 | 8.8 | Yes | Yes | 2 | 500 | 700 | 100 | 300 | 2025-01-01
213363541 | PAYNE | 38MTRAQ18BA3 |  | 11.5 | 18 | 8.7 | Yes | Both | 2 | 500 | 700 | 100 | 300 | 2025-01-01
213363544 | PAYNE | 38MTRAQ36DA3 |  | 10 | 20 | 8.5 | No | N/A | 2 | 500 | 700 | 100 | 300 | 2025-01-01
213363547 | PAYNE | 38MTRAQ27CA3 |  | 11.5 | 20 | 8.5 | No | N/A | 2 | 500 | 700 | 100 | 300 | 2025-01-01
215357699 | PAYNE | 37MGHAQ24DA3 |  | 13 | 22 | 9.75 | Yes | Both | 3 | 600 | 800 | 150 | 350 | 2025-01-01
215357696 | PAYNE | 37MGHAQ18CA3 |  | 14 | 22.5 | 10.25 | Yes | Both | 4 | 700 | 900 | 150 | 350 | 2025-01-01
215357705 | PAYNE | 37MGHAQ30EA3 |  | 12.85 | 21.75 | 10.6 | Yes | Both | 4 | 700 | 900 | 150 | 350 | 2025-01-01
215357708 | PAYNE | 37MGHAQ36EA3 |  | 12.55 | 21.3 | 10.6 | Yes | Both | 4 | 700 | 900 | 150 | 350 | 2025-01-01
215357717 | PAYNE | 37MGRAQ18CA3 |  | 13 | 22.6 | 9.9 | Yes | Both | 3 | 600 | 800 | 150 | 350 | 2025-01-01
215357714 | PAYNE | 37MGHAQ55FA3 |  | 11.85 | 21.25 | 10.6 | Yes | Both | 4 | 700 | 900 | 150 | 350 | 2025-01-01
215357711 | PAYNE | 37MGHAQ48FA3 |  | 11.85 | 21.75 | 11.15 | Yes | Both | 4 | 700 | 900 | 150 | 350 | 2025-01-01
215357720 | PAYNE | 37MGRAQ24DA3 |  | 13 | 23 | 9.5 | Yes | Both | 3 | 600 | 800 | 150 | 350 | 2025-01-01
215357729 | PAYNE | 37MGRAQ36EA3 |  | 11.85 | 22 | 9.35 | Yes | Both | 3 | 600 | 800 | 150 | 350 | 2025-01-01
215357726 | PAYNE | 37MGRAQ30EA3 |  | 12.5 | 23 | 9.75 | Yes | Both | 3 | 600 | 800 | 150 | 350 | 2025-01-01
215357732 | PAYNE | 37MGRAQ48FA3 |  | 12.25 | 22.5 | 10.5 | Yes | Both | 4 | 700 | 900 | 150 | 350 | 2025-01-01
215357735 | PAYNE | 37MGRAQ55FA3 |  | 10 | 20 | 9.45 | No | N/A | 3 | 600 | 800 | 150 | 350 | 2025-01-01
204722802 | PAYNE | 38MGRQ30D--3 |  | 10.75 | 20.5 | 8.85 | No | N/A | 2 | 500 | 700 | 100 | 300 | 2025-01-01
207642920 | PAYNE | 38MGRBQ18BA3 |  | 12.95 | 20.95 | 10.15 | Yes | No | 4 | 700 | 900 | 150 | 350 | 2025-01-01
207642923 | PAYNE | 38MGHBQ24CA3 |  | 12.95 | 22.95 | 9.85 | Yes | Both | 3 | 600 | 800 | 150 | 350 | 2025-01-01
207642926 | PAYNE | 38MGHBQ30DA3 |  | 12.5 | 23 | 9.5 | Yes | No | 3 | 600 | 800 | 150 | 350 | 2025-01-01
207642935 | PAYNE | 38MGHBQ36DA3 |  | 12.65 | 20.6 | 10.15 | Yes | Both | 4 | 700 | 900 | 150 | 350 | 2025-01-01
207642932 | PAYNE | 38MGHBQ48EA3 |  | 11.7 | 21.35 | 9.4 | Yes | Both | 3 | 600 | 800 | 150 | 350 | 2025-01-01
207642929 | PAYNE | 38MGRBQ36DA3 |  | 11.35 | 21.95 | 9.35 | No | N/A | 3 | 600 | 800 | 150 | 350 | 2025-01-01
207642938 | PAYNE | 38MGRBQ48EA3 |  | 11.65 | 21.95 | 9.2 | No | N/A | 3 | 600 | 800 | 150 | 350 | 2025-01-01
209270297 | PAYNE | 38MARBQ09AA3 | 40MCCAQ09XA3 | 13 | 24 | 12.4 | Yes | Both | 4 | 700 | 900 | 150 | 350 | 2025-01-01
209270298 | PAYNE | 38MARBQ18AA3 | 40MCCAQ18XA3 | 12.5 | 19.8 | 11.2 | Yes | Both | 4 | 700 | 900 | 150 | 350 | 2025-01-01
213214833 | PAYNE | 38MPRBQ09AA3 | DHMPHAQ09XA3 | 14.4 | 25.5 | 15 | Yes | Both | 4 | 700 | 900 | 150 | 350 | 2025-01-01
213214834 | PAYNE | 38MPRBQ12AA3 | DHMPHAQ12XA3 | 12.5 | 24 | 10.5 | Yes | Both | 4 | 700 | 900 | 150 | 350 | 2025-01-01
213214835 | PAYNE | 38MPRBQ18AA3 | DHMPHAQ18XA3 | 13.5 | 23.5 | 13.5 | Yes | Both | 4 | 700 | 900 | 150 | 350 | 2025-01-01
212521251 | PAYNE | 38MPRAQ09AA3 | DHMPHBQ09XA3 | 12.1 | 19.5 | 12.1 | Yes | No | 4 | 700 | 900 | 150 | 350 | 2025-01-01
212521252 | PAYNE | 38MPRAQ12AA3 | DHMPHBQ12XA3 | 11 | 18.2 | 10 | Yes | Both | 4 | 700 | 900 | 150 | 350 | 2025-01-01
212521281 | PAYNE | 38MPRAQ18AA3 | DHMPHBQ18XA3 | 12.4 | 24.1 | 12 | Yes | Both | 4 | 700 | 900 | 150 | 350 | 2025-01-01
215413187 | PAYNE | 37MHRAQ09AA1 | 45MHHAQ09XC1 | 12.5 | 21.5 | 9.1 | Yes | Both | 3 | 600 | 800 | 150 | 350 | 2025-01-01
215413188 | PAYNE | 37MHRAQ12AA1 | 45MHHAQ12XC1 | 10 | 21.4 | 8.7 | No | N/A | 2 | 500 | 700 | 100 | 300 | 2025-01-01
215413189 | PAYNE | 37MHRAQ09AA3 | 45MHHAQ09XC3 | 12.6 | 21.7 | 9.4 | Yes | Both | 3 | 600 | 800 | 150 | 350 | 2025-01-01
215413190 | PAYNE | 37MHRAQ12AA3 | 45MHHAQ12XC3 | 10.8 | 21.4 | 9.2 | No | N/A | 3 | 600 | 800 | 150 | 350 | 2025-01-01
215413191 | PAYNE | 37MHRAQ18AA3 | 45MHHAQ18XC3 | 11.5 | 20.3 | 9.1 | No | N/A | 3 | 600 | 800 | 150 | 350 | 2025-01-01
215413192 | PAYNE | 37MHRAQ24AA3 | 45MHHAQ24XC3 | 9.5 | 18.5 | 9 | No | N/A | 3 | 600 | 800 | 150 | 350 | 2025-01-01
215413193 | PAYNE | 37MHRAQ30AA3 | 45MHHAQ30XC3 | 12 | 22.4 | 9 | Yes | No | 3 | 600 | 800 | 150 | 350 | 2025-01-01
215413194 | PAYNE | 37MHRAQ36AA3 | 45MHHAQ36XC3 | 9.4 | 19.5 | 9.1 | No | N/A | 3 | 600 | 800 | 150 | 350 | 2025-01-01
208447832 | PAYNE | 38MHRCQ12AA3 | 40MHHAQ12XA3 | 10.8 | 21.4 | 9.2 | No | N/A | 3 | 600 | 800 | 150 | 350 | 2025-01-01
208447833 | PAYNE | 38MHRCQ24AA3 | 40MHHAQ24XA3 | 9.5 | 18.5 | 8.6 | No | N/A | 2 | 500 | 700 | 100 | 300 | 2025-01-01
208447834 | PAYNE | 38MHRCQ12AA1 | 40MHHAQ12XA1 | 10.3 | 20.8 | 8.7 | No | N/A | 2 | 500 | 700 | 100 | 300 | 2025-01-01
208447848 | PAYNE | 38MHRCQ09AA1 | 40MHHAQ09XA1 | 12.5 | 21.5 | 9.1 | Yes | Both | 3 | 600 | 800 | 150 | 350 | 2025-01-01
208447849 | PAYNE | 38MHRCQ09AA3 | 40MHHAQ09XA3 | 12.6 | 21.7 | 9.4 | Yes | Both | 3 | 600 | 800 | 150 | 350 | 2025-01-01
208101277 | PAYNE | 38MBRCQ58AA3 | 40MBDQ58---3 | 10.3 | 17 | 8.4 | No | N/A | 1 | 400 | 600 | 100 | 300 | 2025-01-01
208101278 | PAYNE | 38MBRCQ58AA3 | 40MBFQ58---3 | 9.8 | 19.8 | 9 | No | N/A | 3 | 600 | 800 | 150 | 350 | 2025-01-01
208102134 | PAYNE | 38MARBQ30AA311 | DHMAHBQ30XA3 | 11.5 | 20.1 | 9 | No | N/A | 3 | 600 | 800 | 150 | 350 | 2025-01-01
207826654 | PAYNE | 38MPRBQ18AA3 | DHMPHBQ18XA3 | 15.3 | 26.3 | 15.5 | Yes | Both | 4 | 700 | 900 | 150 | 350 | 2025-01-01
207801580 | PAYNE | 38MARBQ18AA3 | 40MBDQ24---3 | 12.1 | 18 | 10.5 | Yes | Both | 4 | 700 | 900 | 150 | 350 | 2025-01-01
207683300 | PAYNE | 38MBRCQ36AA3 | 40MBCAQ36XA3 | 9.4 | 19.2 | 8.8 | No | N/A | 2 | 500 | 700 | 100 | 300 | 2025-01-01
207683301 | PAYNE | 38MBRCQ36AA3 | 40MBDQ36---3 | 8.8 | 15.8 | 8.8 | No | N/A | 2 | 500 | 700 | 100 | 300 | 2025-01-01
207683302 | PAYNE | 38MBRCQ36AA3 | 40MBFQ36---3 | 8.5 | 19 | 9 | No | N/A | 3 | 600 | 800 | 150 | 350 | 2025-01-01
207683303 | PAYNE | 38MBRCQ48AA3 | 40MBCAQ48XA3 | 9.5 | 18.5 | 9.8 | No | N/A | 3 | 600 | 800 | 150 | 350 | 2025-01-01
207683305 | PAYNE | 38MBRCQ48AA3 | 40MBFQ48---3 | 9.3 | 18.9 | 10 | Yes | Yes | 4 | 700 | 900 | 150 | 350 | 2025-01-01
207683306 | PAYNE | 38MARBQ24AA3 | 40MBCAQ24XA3 | 11 | 20.5 | 11.5 | Yes | Both | 4 | 700 | 900 | 150 | 350 | 2025-01-01
207614953 | PAYNE | 38MPRBQ09AA3 | DHMPHBQ09XA3 | 16 | 28.5 | 18 | Yes | Both | 4 | 700 | 900 | 150 | 350 | 2025-01-01
207614954 | PAYNE | 38MPRBQ12AA3 | DHMPHBQ12XA3 | 14 | 27 | 12 | Yes | Both | 4 | 700 | 900 | 150 | 350 | 2025-01-01
207188935 | PAYNE | 38MARBQ06AA3 | DHMAHBQ06XA3 | 15.8 | 26.5 | 13.6 | Yes | Both | 4 | 700 | 900 | 150 | 350 | 2025-01-01
206382737 | PAYNE | 38MHRCQ18AA3 | 40MHHQ18---3 | 11.2 | 19 | 9.1 | No | N/A | 3 | 600 | 800 | 150 | 350 | 2025-01-01
206382738 | PAYNE | 38MHRCQ24AA3 | 40MHHQ24---3 | 9.4 | 19 | 8.8 | No | N/A | 2 | 500 | 700 | 100 | 300 | 2025-01-01
206396043 | PAYNE | 38MAQB12R--1 | DHMAHBQ12XA1 | 11.3 | 19.8 | 8.5 | No | N/A | 2 | 500 | 700 | 100 | 300 | 2025-01-01
206396045 | PAYNE | 38MAQB12R--3 | DHMAHBQ12XA3 | 11.7 | 20.3 | 8.5 | Yes | No | 2 | 500 | 700 | 100 | 300 | 2025-01-01
206400654 | PAYNE | 38MARBQ09AA3 | DHMSHAQ09XA3 | 15.6 | 25 | 11 | Yes | No | 4 | 700 | 900 | 150 | 350 | 2025-01-01
206400655 | PAYNE | 38MARBQ12AA3 | DHMSHAQ12XA3 | 13.5 | 23.6 | 9.5 | Yes | Both | 3 | 600 | 800 | 150 | 350 | 2025-01-01
206400656 | PAYNE | 38MARBQ18AA3 | DHMSHAQ18XA3 | 12.5 | 19.4 | 10 | Yes | No | 4 | 700 | 900 | 150 | 350 | 2025-01-01
206400657 | PAYNE | 38MARBQ24AA3 | DHMSHAQ24XA3 | 11.7 | 18.9 | 10.4 | Yes | Both | 4 | 700 | 900 | 150 | 350 | 2025-01-01
206350306 | PAYNE | 38MARBQ30AA3 | DHMAHBQ30XA3 | 11.5 | 20 | 9.2 | No | N/A | 3 | 600 | 800 | 150 | 350 | 2025-01-01
206350312 | PAYNE | 38MARBQ12AA1 | DHMAHBQ12XA1 | 13 | 23.5 | 10 | Yes | No | 4 | 700 | 900 | 150 | 350 | 2025-01-01
206350313 | PAYNE | 38MARBQ09AA3 | DHMAHBQ09XA3 | 16.2 | 28.1 | 11.5 | Yes | Both | 4 | 700 | 900 | 150 | 350 | 2025-01-01
206350314 | PAYNE | 38MARBQ12AA3 | DHMAHBQ12XA3 | 14 | 25.5 | 10.4 | Yes | Both | 4 | 700 | 900 | 150 | 350 | 2025-01-01
206350315 | PAYNE | 38MARBQ18AA3 | DHMAHBQ18XA3 | 12.5 | 21.5 | 11.3 | Yes | Both | 4 | 700 | 900 | 150 | 350 | 2025-01-01
206350316 | PAYNE | 38MARBQ24AA3 | DHMAHBQ24XA3 | 13 | 21.5 | 11.4 | Yes | Both | 4 | 700 | 900 | 150 | 350 | 2025-01-01
206350349 | PAYNE | 38MARBQ09AA3 | 40MBCQ09---3 | 13 | 20.5 | 10.3 | Yes | Both | 4 | 700 | 900 | 150 | 350 | 2025-01-01
206350350 | PAYNE | 38MARBQ09AA3 | 40MBDQ09---3 | 13.2 | 20.2 | 12 | Yes | Both | 4 | 700 | 900 | 150 | 350 | 2025-01-01
206350351 | PAYNE | 38MARBQ12AA3 | 40MBCQ12---3 | 12.7 | 22.3 | 10.2 | Yes | Both | 4 | 700 | 900 | 150 | 350 | 2025-01-01
206350352 | PAYNE | 38MARBQ12AA3 | 40MBDQ12---3 | 11.7 | 19.5 | 10 | Yes | Both | 4 | 700 | 900 | 150 | 350 | 2025-01-01
206350353 | PAYNE | 38MARBQ12AA3 | 40MBFQ12---3 | 13 | 23.6 | 10 | Yes | Both | 4 | 700 | 900 | 150 | 350 | 2025-01-01
206350354 | PAYNE | 38MARBQ18AA3 | 40MBCQ18---3 | 12.5 | 20 | 9.5 | Yes | Both | 3 | 600 | 800 | 150 | 350 | 2025-01-01
206350355 | PAYNE | 38MARBQ18AA3 | 40MBDQ18---3 | 11.7 | 18 | 9.5 | Yes | Both | 3 | 600 | 800 | 150 | 350 | 2025-01-01
206350356 | PAYNE | 38MARBQ18AA3 | 40MBFQ18---3 | 12.5 | 20.5 | 9.8 | Yes | Both | 3 | 600 | 800 | 150 | 350 | 2025-01-01
206350358 | PAYNE | 38MARBQ24AA3 | 40MBDQ24---3 | 12 | 19.2 | 10.5 | Yes | Both | 4 | 700 | 900 | 150 | 350 | 2025-01-01
206350359 | PAYNE | 38MARBQ24AA3 | 40MBFQ24---3 | 11.7 | 20.5 | 11 | Yes | Both | 4 | 700 | 900 | 150 | 350 | 2025-01-01
206188261 | PAYNE | 38MBRBQ36AA3 | 40MBFQ36---3 | 8 | 17 | 8.8 | No | N/A | 2 | 500 | 700 | 100 | 300 | 2025-01-01
206188262 | PAYNE | 38MBRBQ36AA3 | 40MBCQ36---3 | 9 | 17.6 | 9.2 | No | N/A | 3 | 600 | 800 | 150 | 350 | 2025-01-01
206188263 | PAYNE | 38MBRBQ36AA3 | 40MBDQ36---3 | 8.8 | 15.8 | 8.8 | No | N/A | 2 | 500 | 700 | 100 | 300 | 2025-01-01
206188264 | PAYNE | 38MBRBQ48AA3 | 40MBFQ48---3 | 9 | 18 | 9 | No | N/A | 3 | 600 | 800 | 150 | 350 | 2025-01-01
206188265 | PAYNE | 38MBRBQ48AA3 | 40MBCQ48---3 | 9.5 | 17 | 8.8 | No | N/A | 2 | 500 | 700 | 100 | 300 | 2025-01-01
205967954 | PAYNE | 38MVRAQ09AA1 | DHMVHAQ09XA1 | 10.1 | 17 | 9 | No | N/A | 3 | 600 | 800 | 150 | 350 | 2025-01-01
205967955 | PAYNE | 38MVRAQ12AA1 | DHMVHAQ12XA1 | 8.8 | 17.4 | 8.7 | No | N/A | 2 | 500 | 700 | 100 | 300 | 2025-01-01
205967956 | PAYNE | 38MVRAQ09AA3 | DHMVHAQ09XA3 | 10.5 | 18.5 | 8.8 | Yes | Yes | 2 | 500 | 700 | 100 | 300 | 2025-01-01
205967957 | PAYNE | 38MVRAQ12AA3 | DHMVHAQ12XA3 | 8.8 | 17.6 | 8.8 | No | N/A | 2 | 500 | 700 | 100 | 300 | 2025-01-01
205967958 | PAYNE | 38MVRAQ18AA3 | DHMVHAQ18XA3 | 9.9 | 18.3 | 8.7 | No | N/A | 2 | 500 | 700 | 100 | 300 | 2025-01-01
202463638 | PAYNE | 38MPRAQ18AA3 | DHMPHAQ18XA3 | 14.5 | 26.2 | 12 | Yes | Both | 4 | 700 | 900 | 150 | 350 | 2025-01-01
202463639 | PAYNE | 38MPRAQ24AA3 | DHMPHAQ24XA3 | 13.7 | 23.5 | 10.5 | Yes | Both | 4 | 700 | 900 | 150 | 350 | 2025-01-01
201847036 | PAYNE | 38MHRBQ12AA3 | 40MHHQ12---3 | 11.2 | 19.8 | 8.1 | No | N/A | 1 | 400 | 600 | 100 | 300 | 2025-01-01
201847037 | PAYNE | 38MHRBQ18AA3 | 40MHHQ18---3 | 11.2 | 18.1 | 8.3 | No | N/A | 1 | 400 | 600 | 100 | 300 | 2025-01-01
201847039 | PAYNE | 38MAQB24R--3 | 40MBCQ24---3 | 11 | 20 | 9.6 | No | N/A | 3 | 600 | 800 | 150 | 350 | 2025-01-01
201847040 | PAYNE | 38MBRQ36A--3 | 40MBCQ36---3 | 9 | 17.5 | 9.3 | No | N/A | 3 | 600 | 800 | 150 | 350 | 2025-01-01
201847041 | PAYNE | 38MBRQ48A--3 | 40MBCQ48---3 | 9.5 | 16.8 | 9 | No | N/A | 3 | 600 | 800 | 150 | 350 | 2025-01-01
201847044 | PAYNE | 38MBRQ58A--3 | 40MBDQ58---3 | 9 | 15.4 | 8.4 | No | N/A | 1 | 400 | 600 | 100 | 300 | 2025-01-01
201847045 | PAYNE | 38MAQB24R--3 | 40MBFQ24---3 | 11.5 | 20 | 10 | No | N/A | 4 | 700 | 900 | 150 | 350 | 2025-01-01
201847046 | PAYNE | 38MBRQ36A--3 | 40MBFQ36---3 | 8 | 16 | 10 | No | N/A | 4 | 700 | 900 | 150 | 350 | 2025-01-01
201847047 | PAYNE | 38MBRQ48A--3 | 40MBFQ48---3 | 9.3 | 17.8 | 9 | No | N/A | 3 | 600 | 800 | 150 | 350 | 2025-01-01
201847048 | PAYNE | 38MBRQ58A--3 | 40MBFQ58---3 | 9.8 | 18 | 9.4 | No | N/A | 3 | 600 | 800 | 150 | 350 | 2025-01-01
201846967 | PAYNE | 38MAQB12R--1 | DHMSHAQ12XA1 | 13 | 21.2 | 8.5 | Yes | No | 2 | 500 | 700 | 100 | 300 | 2025-01-01
201846968 | PAYNE | 38MAQB09R--3 | DHMSHAQ09XA3 | 14.5 | 23.1 | 9.9 | Yes | No | 3 | 600 | 800 | 150 | 350 | 2025-01-01
201846969 | PAYNE | 38MAQB12R--3 | DHMSHAQ12XA3 | 13 | 19.9 | 9.1 | Yes | No | 3 | 600 | 800 | 150 | 350 | 2025-01-01
201846970 | PAYNE | 38MAQB18R--3 | DHMSHAQ18XA3 | 12.5 | 19.4 | 8.9 | Yes | No | 2 | 500 | 700 | 100 | 300 | 2025-01-01
201846971 | PAYNE | 38MAQB24R--3 | DHMSHAQ24XA3 | 13 | 20 | 9.5 | Yes | No | 3 | 600 | 800 | 150 | 350 | 2025-01-01
201846972 | PAYNE | 38MAQB09R--3 | 40MBCQ09---3 | 13 | 20 | 9.4 | Yes | No | 3 | 600 | 800 | 150 | 350 | 2025-01-01
201846973 | PAYNE | 38MAQB12R--3 | 40MBCQ12---3 | 12.5 | 19.5 | 9.3 | Yes | No | 3 | 600 | 800 | 150 | 350 | 2025-01-01
201846974 | PAYNE | 38MAQB18R--3 | 40MBCQ18---3 | 12.5 | 20 | 9.8 | Yes | No | 3 | 600 | 800 | 150 | 350 | 2025-01-01
201846975 | PAYNE | 38MAQB09R--3 | 40MBDQ09---3 | 12.1 | 18.5 | 11.5 | Yes | Both | 4 | 700 | 900 | 150 | 350 | 2025-01-01
201846976 | PAYNE | 38MAQB12R--3 | 40MBDQ12---3 | 11.7 | 19 | 10 | Yes | Both | 4 | 700 | 900 | 150 | 350 | 2025-01-01
201846978 | PAYNE | 38MAQB24R--3 | 40MBDQ24---3 | 11.7 | 19.2 | 10.5 | Yes | Both | 4 | 700 | 900 | 150 | 350 | 2025-01-01
201846979 | PAYNE | 38MAQB12R--3 | 40MBFQ12---3 | 12.5 | 19.4 | 9.4 | Yes | No | 3 | 600 | 800 | 150 | 350 | 2025-01-01
201846980 | PAYNE | 38MAQB18R--3 | 40MBFQ18---3 | 12.5 | 19.9 | 9.9 | Yes | No | 3 | 600 | 800 | 150 | 350 | 2025-01-01
201753410 | PAYNE | 38MPRAQ09AA3 | DHMPHAQ09XA3 | 15 | 26 | 12.5 | Yes | Both | 4 | 700 | 900 | 150 | 350 | 2025-01-01
201753413 | PAYNE | 38MPRAQ12AA3 | DHMPHAQ12XA3 | 13.5 | 24 | 9.5 | Yes | Both | 3 | 600 | 800 | 150 | 350 | 2025-01-01
215413153 | PAYNE | 37MPRAQ06AA3 | D5MPHAQ06XA3 | 17.5 | 35.1 | 30 | Yes | Both | 4 | 700 | 900 | 150 | 350 | 2025-01-01
215413154 | PAYNE | 37MPRAQ09AA3 | D5MPHAQ09XA3 | 17 | 33.5 | 22 | Yes | Both | 4 | 700 | 900 | 150 | 350 | 2025-01-01
215413155 | PAYNE | 37MPRAQ12AA3 | D5MPHAQ12XA3 | 14.3 | 29.5 | 14.5 | Yes | Both | 4 | 700 | 900 | 150 | 350 | 2025-01-01
215413156 | PAYNE | 37MPRAQ18AA3 | D5MPHAQ18XA3 | 15 | 25.8 | 16.2 | Yes | Both | 4 | 700 | 900 | 150 | 350 | 2025-01-01
215413157 | PAYNE | 37MARAQ30AA3 | D5MAHAQ30XA3 | 12 | 20.5 | 9.5 | Yes | No | 3 | 600 | 800 | 150 | 350 | 2025-01-01
215413158 | PAYNE | 37MARAQ36AA3 | D5MAHAQ36XA3 | 8.7 | 19 | 8.5 | No | N/A | 2 | 500 | 700 | 100 | 300 | 2025-01-01
215323764 | PAYNE | 37MAHAQ06AA3 | D5MAHAQ06XA3 | 18 | 25.7 | 14.8 | Yes | Both | 4 | 700 | 900 | 150 | 350 | 2025-01-01
215323765 | PAYNE | 37MAHAQ09AA3 | D5MAHAQ09XA3 | 15.5 | 27.5 | 12.5 | Yes | Both | 4 | 700 | 900 | 150 | 350 | 2025-01-01
215323766 | PAYNE | 37MAHAQ12AA3 | D5MAHAQ12XA3 | 13.5 | 25.5 | 10.5 | Yes | Both | 4 | 700 | 900 | 150 | 350 | 2025-01-01
215323767 | PAYNE | 37MAHAQ18AA3 | D5MAHAQ18XA3 | 12.5 | 21.5 | 11 | Yes | Both | 4 | 700 | 900 | 150 | 350 | 2025-01-01
215323768 | PAYNE | 37MAHAQ24AA3 | D5MAHAQ24XA3 | 13 | 21.2 | 13.5 | Yes | Both | 4 | 700 | 900 | 150 | 350 | 2025-01-01
215323769 | PAYNE | 37MAHAQ33AA3 | D5MAHAQ33XA3 | 12 | 19.6 | 10.5 | Yes | Both | 4 | 700 | 900 | 150 | 350 | 2025-01-01
215323770 | PAYNE | 37MARAQ12AA1 | D5MAHAQ12XA1 | 13 | 23.5 | 9.5 | Yes | No | 3 | 600 | 800 | 150 | 350 | 2025-01-01
215323771 | PAYNE | 37MARAQ09AA3 | D5MAHAQ09XA3 | 14.9 | 26 | 12.5 | Yes | Both | 4 | 700 | 900 | 150 | 350 | 2025-01-01
215323772 | PAYNE | 37MARAQ12AA3 | D5MAHAQ12XA3 | 13.1 | 25.5 | 10.7 | Yes | Both | 4 | 700 | 900 | 150 | 350 | 2025-01-01
215323773 | PAYNE | 37MARAQ18AA3 | D5MAHAQ18XA3 | 12.8 | 23.5 | 10.8 | Yes | Both | 4 | 700 | 900 | 150 | 350 | 2025-01-01
215323774 | PAYNE | 37MARAQ24AA3 | D5MAHAQ24XA3 | 14 | 23.1 | 11.7 | Yes | Both | 4 | 700 | 900 | 150 | 350 | 2025-01-01
215323919 | PAYNE | 37MAHAQ06AA3 | 45MCCAQ06XA3 | 15.2 | 22 | 12 | Yes | Both | 4 | 700 | 900 | 150 | 350 | 2025-01-01
215323920 | PAYNE | 37MAHAQ06AA3 | 45MBDAQ06XA3 | 14.5 | 21.5 | 13.8 | Yes | Both | 4 | 700 | 900 | 150 | 350 | 2025-01-01
215323921 | PAYNE | 37MAHAQ09AA3 | 45MCCAQ12XA3 | 14.7 | 24 | 12.2 | Yes | Both | 4 | 700 | 900 | 150 | 350 | 2025-01-01
215323922 | PAYNE | 37MAHAQ09AA3 | 45MBCAQ12XA3 | 14 | 22.7 | 12.2 | Yes | Both | 4 | 700 | 900 | 150 | 350 | 2025-01-01
215323923 | PAYNE | 37MAHAQ09AA3 | 45MBFAQ09XA3 | 15.2 | 27.3 | 10.9 | Yes | Both | 4 | 700 | 900 | 150 | 350 | 2025-01-01
215323924 | PAYNE | 37MAHAQ09AA3 | 45MBDAQ12XA3 | 13.5 | 21.5 | 12.5 | Yes | Both | 4 | 700 | 900 | 150 | 350 | 2025-01-01
215323925 | PAYNE | 37MAHAQ09AA3 | 45MBDAQ12XH3 | 14 | 20.6 | 13.8 | Yes | Both | 4 | 700 | 900 | 150 | 350 | 2025-01-01
215323926 | PAYNE | 37MAHAQ12AA3 | 45MCCAQ12XA3 | 13 | 23 | 10.2 | Yes | Both | 4 | 700 | 900 | 150 | 350 | 2025-01-01
215323927 | PAYNE | 37MAHAQ12AA3 | 45MBCAQ12XA3 | 12.7 | 22.3 | 11.6 | Yes | Both | 4 | 700 | 900 | 150 | 350 | 2025-01-01
215323928 | PAYNE | 37MAHAQ12AA3 | 45MBFAQ12XA3 | 12.7 | 25 | 10.6 | Yes | Both | 4 | 700 | 900 | 150 | 350 | 2025-01-01
215323929 | PAYNE | 37MAHAQ12AA3 | 45MBDAQ12XA3 | 12 | 20 | 10.2 | Yes | Both | 4 | 700 | 900 | 150 | 350 | 2025-01-01
215323930 | PAYNE | 37MAHAQ12AA3 | 45MBDAQ12XH3 | 12 | 20.2 | 10.6 | Yes | Both | 4 | 700 | 900 | 150 | 350 | 2025-01-01
215323931 | PAYNE | 37MAHAQ18AA3 | 45MCCAQ18XA3 | 12.5 | 20.7 | 12.2 | Yes | Both | 4 | 700 | 900 | 150 | 350 | 2025-01-01
215323932 | PAYNE | 37MAHAQ18AA3 | 45MBCAQ18XA3 | 12.5 | 20 | 12.4 | Yes | Both | 4 | 700 | 900 | 150 | 350 | 2025-01-01
215323933 | PAYNE | 37MAHAQ18AA3 | 45MBFAQ16XA3 | 12.5 | 20.2 | 10.3 | Yes | Both | 4 | 700 | 900 | 150 | 350 | 2025-01-01
215323934 | PAYNE | 37MAHAQ18AA3 | 45MCFAQ18XA3 | 12.6 | 20.5 | 10.3 | Yes | Both | 4 | 700 | 900 | 150 | 350 | 2025-01-01
215323935 | PAYNE | 37MAHAQ18AA3 | 45MBDAQ18XA3 | 12 | 18 | 10.8 | Yes | Both | 4 | 700 | 900 | 150 | 350 | 2025-01-01
215323936 | PAYNE | 37MAHAQ18AA3 | 45MBDAQ18XH3 | 12.1 | 18.5 | 11.1 | Yes | Both | 4 | 700 | 900 | 150 | 350 | 2025-01-01
215323937 | PAYNE | 37MAHAQ24AA3 | 45MBCAQ24XA3 | 12 | 20.8 | 11.6 | Yes | Both | 4 | 700 | 900 | 150 | 350 | 2025-01-01
215323938 | PAYNE | 37MAHAQ24AA3 | 45MCFAQ24XA3 | 12 | 20.5 | 12.1 | Yes | Both | 4 | 700 | 900 | 150 | 350 | 2025-01-01
215323939 | PAYNE | 37MAHAQ24AA3 | 45MBDAQ24XH3 | 12 | 19.2 | 11.7 | Yes | Both | 4 | 700 | 900 | 150 | 350 | 2025-01-01
215323940 | PAYNE | 37MARAQ09AA3 | 45MBCAQ12XA3 | 14.3 | 21.7 | 11.3 | Yes | Both | 4 | 700 | 900 | 150 | 350 | 2025-01-01
215323941 | PAYNE | 37MARAQ09AA3 | 45MBFAQ09XA3 | 16.3 | 26 | 13.9 | Yes | Both | 4 | 700 | 900 | 150 | 350 | 2025-01-01
215323942 | PAYNE | 37MARAQ09AA3 | 45MBDAQ12XA3 | 12.8 | 19.6 | 11 | Yes | Both | 4 | 700 | 900 | 150 | 350 | 2025-01-01
215323943 | PAYNE | 37MARAQ09AA3 | 45MBDAQ12XH3 | 13 | 19.8 | 11.5 | Yes | Both | 4 | 700 | 900 | 150 | 350 | 2025-01-01
215323944 | PAYNE | 37MARAQ12AA3 | 45MCCAQ12XA3 | 12.3 | 22.2 | 10.1 | Yes | Both | 4 | 700 | 900 | 150 | 350 | 2025-01-01
215323945 | PAYNE | 37MARAQ12AA3 | 45MBCAQ12XA3 | 12.5 | 21.2 | 10.4 | Yes | Both | 4 | 700 | 900 | 150 | 350 | 2025-01-01
215323946 | PAYNE | 37MARAQ12AA3 | 45MBFAQ12XA3 | 12.7 | 24.7 | 11 | Yes | Both | 4 | 700 | 900 | 150 | 350 | 2025-01-01
215323947 | PAYNE | 37MARAQ12AA3 | 45MBDAQ12XA3 | 11.7 | 19 | 10.3 | Yes | Both | 4 | 700 | 900 | 150 | 350 | 2025-01-01
215323948 | PAYNE | 37MARAQ12AA3 | 45MBDAQ12XH3 | 12 | 19.5 | 10.5 | Yes | Both | 4 | 700 | 900 | 150 | 350 | 2025-01-01
215323949 | PAYNE | 37MARAQ18AA3 | 45MCCAQ18XA3 | 12.5 | 22.3 | 12.2 | Yes | Both | 4 | 700 | 900 | 150 | 350 | 2025-01-01
215323950 | PAYNE | 37MARAQ18AA3 | 45MBCAQ18XA3 | 12.5 | 20.8 | 11.4 | Yes | Both | 4 | 700 | 900 | 150 | 350 | 2025-01-01
215323951 | PAYNE | 37MARAQ18AA3 | 45MBFAQ16XA3 | 12.5 | 23.9 | 13.5 | Yes | Both | 4 | 700 | 900 | 150 | 350 | 2025-01-01
215323952 | PAYNE | 37MARAQ18AA3 | 45MCFAQ18XA3 | 12.5 | 22.4 | 10.4 | Yes | Both | 4 | 700 | 900 | 150 | 350 | 2025-01-01
215323953 | PAYNE | 37MARAQ18AA3 | 45MBDAQ18XA3 | 12.5 | 20 | 10.6 | Yes | Both | 4 | 700 | 900 | 150 | 350 | 2025-01-01
215323954 | PAYNE | 37MARAQ18AA3 | 45MBDAQ18XH3 | 13.3 | 20 | 11.4 | Yes | Both | 4 | 700 | 900 | 150 | 350 | 2025-01-01
215323955 | PAYNE | 37MARAQ24AA3 | 45MBCAQ24XA3 | 12 | 22.1 | 10.5 | Yes | Both | 4 | 700 | 900 | 150 | 350 | 2025-01-01
215323956 | PAYNE | 37MARAQ24AA3 | 45MCFAQ24XA3 | 12.2 | 21.2 | 11.1 | Yes | Both | 4 | 700 | 900 | 150 | 350 | 2025-01-01
215323957 | PAYNE | 37MARAQ24AA3 | 45MBDAQ24XH3 | 12.5 | 19 | 11 | Yes | Both | 4 | 700 | 900 | 150 | 350 | 2025-01-01
215323958 | PAYNE | 37MVRAQ09AA1 | D5MVHAQ09XA1 | 10.1 | 18 | 9 | No | N/A | 3 | 600 | 800 | 150 | 350 | 2025-01-01
215323959 | PAYNE | 37MVRAQ12AA1 | D5MVHAQ12XA1 | 8.8 | 19 | 9.2 | No | N/A | 3 | 600 | 800 | 150 | 350 | 2025-01-01
215323960 | PAYNE | 37MVRAQ09AA3 | D5MVHAQ09XA3 | 10.9 | 19 | 9.7 | Yes | Yes | 3 | 600 | 800 | 150 | 350 | 2025-01-01
215323961 | PAYNE | 37MVRAQ12AA3 | D5MVHAQ12XA3 | 8.8 | 18 | 8.8 | No | N/A | 2 | 500 | 700 | 100 | 300 | 2025-01-01
215323962 | PAYNE | 37MVRAQ18AA3 | D5MVHAQ18XA3 | 9.9 | 18.3 | 8.7 | No | N/A | 2 | 500 | 700 | 100 | 300 | 2025-01-01
215323963 | PAYNE | 37MVRAQ24AA3 | D5MVHAQ24XA3 | 9 | 17 | 8.5 | Yes | Yes | 2 | 500 | 700 | 100 | 300 | 2025-01-01
215323964 | PAYNE | 37MBHAQ36AA3 | 45MBCAQ36XA3 | 12 | 21.3 | 10.6 | Yes | Both | 4 | 700 | 900 | 150 | 350 | 2025-01-01
215323965 | PAYNE | 37MBHAQ36AA3 | 45MCFAQ36XA3 | 12 | 20.2 | 10.8 | Yes | Both | 4 | 700 | 900 | 150 | 350 | 2025-01-01
215323966 | PAYNE | 37MBHAQ36AA3 | 45MBDAQ36XH3 | 12 | 17.8 | 11.1 | Yes | Both | 4 | 700 | 900 | 150 | 350 | 2025-01-01
215323967 | PAYNE | 37MBHAQ48AA3 | 45MBCAQ48XA3 | 10 | 18.2 | 11 | Yes | Yes | 4 | 700 | 900 | 150 | 350 | 2025-01-01
215323968 | PAYNE | 37MBHAQ48AA3 | 45MCFAQ48XA3 | 9.4 | 18.7 | 10.1 | Yes | Yes | 4 | 700 | 900 | 150 | 350 | 2025-01-01
215323969 | PAYNE | 37MBHAQ48AA3 | 45MBDAQ48XH3 | 10.4 | 16.8 | 10.8 | Yes | Yes | 4 | 700 | 900 | 150 | 350 | 2025-01-01
215323970 | PAYNE | 37MBHAQ58AA3 | 45MCFAQ58XA3 | 9 | 18.1 | 10.7 | Yes | Yes | 4 | 700 | 900 | 150 | 350 | 2025-01-01
215323971 | PAYNE | 37MBHAQ58AA3 | 45MBDAQ58XH3 | 10.2 | 15.9 | 10.4 | Yes | Yes | 2 | 500 | 700 | 100 | 300 | 2025-01-01
215323972 | PAYNE | 37MBRAQ36AA3 | 45MBCAQ36XA3 | 9.7 | 20 | 10.4 | Yes | Yes | 4 | 700 | 900 | 150 | 350 | 2025-01-01
215323973 | PAYNE | 37MBRAQ36AA3 | 45MCFAQ36XA3 | 10.2 | 20 | 10 | No | N/A | 4 | 700 | 900 | 150 | 350 | 2025-01-01
215323974 | PAYNE | 37MBRAQ36AA3 | 45MBDAQ36XH3 | 10.2 | 18.8 | 10.2 | No | N/A | 4 | 700 | 900 | 150 | 350 | 2025-01-01
215323975 | PAYNE | 37MBRAQ48AA3 | 45MBCAQ48XA3 | 9.5 | 19.1 | 9.9 | Yes | Yes | 3 | 600 | 800 | 150 | 350 | 2025-01-01
215323976 | PAYNE | 37MBRAQ48AA3 | 45MCFAQ48XA3 | 9.5 | 19.9 | 10.2 | Yes | Yes | 4 | 700 | 900 | 150 | 350 | 2025-01-01
215323977 | PAYNE | 37MBRAQ48AA3 | 45MBDAQ48XH3 | 10 | 17.2 | 9.8 | Yes | Yes | 3 | 600 | 800 | 150 | 350 | 2025-01-01
215323978 | PAYNE | 37MBRAQ58AA3 | 45MCFAQ58XA3 | 9.6 | 19.5 | 9.5 | No | N/A | 3 | 600 | 800 | 150 | 350 | 2025-01-01
215323979 | PAYNE | 37MBRAQ58AA3 | 45MBDAQ58XH3 | 10 | 17 | 9.8 | No | N/A | 3 | 600 | 800 | 150 | 350 | 2025-01-01
215333749 | PAYNE | 37MVRAQ09AA1 | D5MVHAQ09XC1 | 10.1 | 18 | 9 | No | N/A | 3 | 600 | 800 | 150 | 350 | 2025-01-01
215333750 | PAYNE | 37MVRAQ12AA1 | D5MVHAQ12XC1 | 8.8 | 19 | 9.2 | No | N/A | 3 | 600 | 800 | 150 | 350 | 2025-01-01
215333751 | PAYNE | 37MVRAQ09AA3 | D5MVHAQ09XC3 | 10.9 | 19 | 9.7 | Yes | Yes | 3 | 600 | 800 | 150 | 350 | 2025-01-01
215333752 | PAYNE | 37MVRAQ12AA3 | D5MVHAQ12XC3 | 8.8 | 18 | 8.8 | No | N/A | 2 | 500 | 700 | 100 | 300 | 2025-01-01
215333753 | PAYNE | 37MVRAQ18AA3 | D5MVHAQ18XC3 | 9.9 | 18.3 | 8.7 | No | N/A | 2 | 500 | 700 | 100 | 300 | 2025-01-01
215333754 | PAYNE | 37MVRAQ24AA3 | D5MVHAQ24XC3 | 9 | 17 | 8.5 | Yes | Yes | 2 | 500 | 700 | 100 | 300 | 2025-01-01
213349753 | PAYNE | 38MVRAQ09AA3 | DHMVHAQ09XB3 | 8.8 | 17.6 | 8.8 | No | N/A | 2 | 500 | 700 | 100 | 300 | 2025-01-01
211132941 | PAYNE | 38MARBQ18AA3 | 40MBDAQ18XH3 | 12.1 | 18 | 10.8 | Yes | Both | 4 | 700 | 900 | 150 | 350 | 2025-01-01
211132943 | PAYNE | 38MARBQ09AA3 | 40MBDAQ09XH3 | 13.6 | 20.5 | 10 | Yes | Both | 4 | 700 | 900 | 150 | 350 | 2025-01-01
211132944 | PAYNE | 38MBRCQ48AA3 | 40MBDAQ48XH3 | 8.8 | 15.2 | 9.7 | Yes | Yes | 2 | 500 | 700 | 100 | 300 | 2025-01-01
211132946 | PAYNE | 38MARBQ24AA3 | 40MBDAQ24XH3 | 12 | 19.2 | 11.1 | Yes | Both | 4 | 700 | 900 | 150 | 350 | 2025-01-01
211132948 | PAYNE | 38MARBQ12AA3 | 40MBDAQ12XH3 | 12 | 20 | 9.5 | Yes | Both | 3 | 600 | 800 | 150 | 350 | 2025-01-01
211132949 | PAYNE | 38MBRCQ36AA3 | 40MBDAQ36XH3 | 9.2 | 16 | 10.2 | No | N/A | 4 | 700 | 900 | 150 | 350 | 2025-01-01
211132951 | PAYNE | 38MBRCQ58AA3 | 40MBDAQ58XH3 | 10.3 | 17 | 8.4 | No | N/A | 1 | 400 | 600 | 100 | 300 | 2025-01-01
210857469 | PAYNE | 38MARBQ06AA3 | 40MCCAQ09XA3 | 14.5 | 22 | 10.8 | Yes | Both | 4 | 700 | 900 | 150 | 350 | 2025-01-01
210857470 | PAYNE | 38MARBQ12AA3 | 40MCCAQ18XA3 | 13 | 23 | 10 | Yes | Both | 4 | 700 | 900 | 150 | 350 | 2025-01-01
210605774 | PAYNE | 38MHRCQ30AA3 | 40MHHAQ30XA3 | 12.2 | 21 | 8.7 | Yes | No | 2 | 500 | 700 | 100 | 300 | 2025-01-01
210605775 | PAYNE | 38MHRCQ18AA3 | 40MHHAQ18XA3 | 11 | 19.5 | 8.7 | No | N/A | 2 | 500 | 700 | 100 | 300 | 2025-01-01
209948188 | PAYNE | 38MARBQ12AA3 | 40MBFAQ12XA3 | 13.3 | 24.2 | 10.7 | Yes | Both | 4 | 700 | 900 | 150 | 350 | 2025-01-01
212508370 | Perfect Aire | UB1MSHHQC24-MZO3 |  | 12.5 | 22 | 9.05 | Yes | Both | 3 | 600 | 800 | 150 | 350 | 2025-01-01
212508371 | Perfect Aire | UB1MSHHQC18-MZO2 |  | 12.5 | 21 | 9.5 | Yes | Both | 3 | 600 | 800 | 150 | 350 | 2025-01-01
206428591 | Perfect Aire | 3PAMSHHQC18-MZO2 |  | 12.5 | 21 | 9.5 | Yes | Both | 3 | 600 | 800 | 150 | 350 | 2025-01-01
206428592 | Perfect Aire | 3PAMSHHQC24-MZO3 |  | 12.5 | 22 | 9.05 | Yes | Both | 3 | 600 | 800 | 150 | 350 | 2025-01-01
216498642 | Perfect Aire | 4PAMSHQCO09 | 4PAMSHQCW09 | 14.05 | 23 | 10 | Yes | Both | 4 | 700 | 900 | 150 | 350 | 2025-01-01
216498643 | Perfect Aire | 4PAMSHQCO12 | 4PAMSHQCW12 | 12.25 | 22 | 9.5 | Yes | Both | 3 | 600 | 800 | 150 | 350 | 2025-01-01
216498646 | Perfect Aire | 4PAMSHQCO18 | 4PAMSHQCW18 | 12.95 | 21 | 10 | Yes | Both | 4 | 700 | 900 | 150 | 350 | 2025-01-01
216498647 | Perfect Aire | 4PAMSHQCO24 | 4PAMSHQCW24 | 12.25 | 22.5 | 9.5 | Yes | Both | 3 | 600 | 800 | 150 | 350 | 2025-01-01
208287580 | Perfect Aire | UB1MSHQCO09 | UB1MSHQCW09 | 12.8 | 18.5 | 9 | Yes | Both | 3 | 600 | 800 | 150 | 350 | 2025-01-01
208287581 | Perfect Aire | UB1MSHQCO12 | UB1MSHQCW12 | 12.5 | 21.7 | 9.5 | Yes | No | 3 | 600 | 800 | 150 | 350 | 2025-01-01
208287583 | Perfect Aire | UB1MSHQCO18 | UB1MSHQCW18 | 13 | 22.5 | 8.6 | Yes | Both | 2 | 500 | 700 | 100 | 300 | 2025-01-01
208287585 | Perfect Aire | UB1MSHQCO24 | UB1MSHQCW24 | 12.2 | 20.5 | 8.6 | Yes | Both | 2 | 500 | 700 | 100 | 300 | 2025-01-01
207583469 | Perfect Aire | 3PAMSH30B-SZO | 3PAMSH30B-SZW | 10 | 18.5 | 9 | No | N/A | 3 | 600 | 800 | 150 | 350 | 2025-01-01
206453600 | Perfect Aire | 3PAMSHQCO09-U230 | 3PAMSHQCW09-U230 | 13.7 | 22 | 9 | No | N/A | 3 | 600 | 800 | 150 | 350 | 2025-01-01
206453601 | Perfect Aire | 3PAMSHQCO12-U230 | 3PAMSHQCW12-U230 | 13 | 21 | 9.5 | No | N/A | 3 | 600 | 800 | 150 | 350 | 2025-01-01
206453602 | Perfect Aire | 3PAMSHQCO18-U230 | 3PAMSHQCW18-U230 | 13 | 22.5 | 8.6 | No | N/A | 2 | 500 | 700 | 100 | 300 | 2025-01-01
205653641 | Perfect Aire | 3PAMSHQCO09 | 3PAMSHQCW09 | 12.8 | 18.5 | 9 | Yes | Both | 3 | 600 | 800 | 150 | 350 | 2025-01-01
205653642 | Perfect Aire | 3PAMSHQCO12 | 3PAMSHQCW12 | 12.5 | 21.7 | 9.5 | Yes | No | 3 | 600 | 800 | 150 | 350 | 2025-01-01
205653643 | Perfect Aire | 3PAMSHQCO18 | 3PAMSHQCW18 | 13 | 22.5 | 8.6 | Yes | Both | 2 | 500 | 700 | 100 | 300 | 2025-01-01
205653644 | Perfect Aire | 3PAMSHQCO24 | 3PAMSHQCW24 | 12.2 | 20.5 | 8.6 | Yes | Both | 2 | 500 | 700 | 100 | 300 | 2025-01-01
211253533 | PERFECTAIRE | 3PAMS55-HH-MZO5 |  | 10.5 | 18.8 | 9.3 | Yes | Yes | 3 | 600 | 800 | 150 | 350 | 2025-01-01
211253530 | PERFECTAIRE | 3PAMSH55-MZO5 |  | 10.5 | 19 | 8.6 | No | N/A | 2 | 500 | 700 | 100 | 300 | 2025-01-01
217221808 | PERFECTAIRE | 4PAMS18-HH-MZO2 |  | 13 | 20 | 10 | No | N/A | 4 | 700 | 900 | 150 | 350 | 2025-01-01
217221811 | PERFECTAIRE | 4PAMS27-HH-MZO3 |  | 12 | 19 | 9.5 | No | N/A | 3 | 600 | 800 | 150 | 350 | 2025-01-01
217221814 | PERFECTAIRE | 4PAMS36-HH-MZO4 |  | 12 | 19.4 | 10.4 | No | N/A | 4 | 700 | 900 | 150 | 350 | 2025-01-01
217221817 | PERFECTAIRE | 4PAMS48-HH-MZO5 |  | 11.7 | 20.4 | 11 | No | N/A | 4 | 700 | 900 | 150 | 350 | 2025-01-01
217221820 | PERFECTAIRE | 4PAMS55-HH-MZO5 |  | 11.7 | 20 | 10.7 | No | N/A | 4 | 700 | 900 | 150 | 350 | 2025-01-01
202140577 | PERFECTAIRE | 2PAMSH18-MZO2 |  | 11.7 | 18.3 | 9 | Yes | No | 3 | 600 | 800 | 150 | 350 | 2025-01-01
202140578 | PERFECTAIRE | 2PAMSH27-MZO3 |  | 11 | 20 | 8.5 | No | N/A | 2 | 500 | 700 | 100 | 300 | 2025-01-01
202140579 | PERFECTAIRE | 2PAMSH36-MZO4 |  | 10 | 18.5 | 8.7 | No | N/A | 2 | 500 | 700 | 100 | 300 | 2025-01-01
202140580 | PERFECTAIRE | 2PAMSH48-MZO5 |  | 10.1 | 18.3 | 9.6 | No | N/A | 3 | 600 | 800 | 150 | 350 | 2025-01-01
202882209 | PERFECTAIRE | 2PAMSH36-MZO4 |  | 10 | 18.5 | 8.7 | No | N/A | 2 | 500 | 700 | 100 | 300 | 2025-01-01
202882203 | PERFECTAIRE | 2PAMSH48-MZO5 |  | 10.1 | 18.3 | 9.6 | No | N/A | 3 | 600 | 800 | 150 | 350 | 2025-01-01
202882205 | PERFECTAIRE | 2PAMSH27-MZO3 |  | 11 | 20 | 8.5 | No | N/A | 2 | 500 | 700 | 100 | 300 | 2025-01-01
202882207 | PERFECTAIRE | 2PAMSH18-MZO2 |  | 11.7 | 18.3 | 9 | Yes | No | 3 | 600 | 800 | 150 | 350 | 2025-01-01
205309427 | PERFECTAIRE | 2PAMSH27-MZO3 |  | 11 | 20 | 8.5 | No | N/A | 2 | 500 | 700 | 100 | 300 | 2025-01-01
205309430 | PERFECTAIRE | 2PAMSH36-MZO4 |  | 10 | 18.5 | 8.7 | No | N/A | 2 | 500 | 700 | 100 | 300 | 2025-01-01
207657336 | PERFECTAIRE | 3PAMS18-HH-MZO2 |  | 12 | 19 | 9.3 | Yes | Both | 3 | 600 | 800 | 150 | 350 | 2025-01-01
207657338 | PERFECTAIRE | 3PAMS27-HH-MZO3 |  | 11.7 | 20 | 9.5 | Yes | Both | 3 | 600 | 800 | 150 | 350 | 2025-01-01
207657342 | PERFECTAIRE | 3PAMS36-HH-MZO4 |  | 11.7 | 19 | 10 | Yes | No | 4 | 700 | 900 | 150 | 350 | 2025-01-01
207657345 | PERFECTAIRE | 3PAMS48-HH-MZO5 |  | 11.7 | 20.9 | 9 | Yes | Both | 3 | 600 | 800 | 150 | 350 | 2025-01-01
207657348 | PERFECTAIRE | 3PAMSH18-MZO2 |  | 12 | 19 | 9.8 | Yes | Both | 3 | 600 | 800 | 150 | 350 | 2025-01-01
207657350 | PERFECTAIRE | 3PAMSH27-MZO3 |  | 11.7 | 21 | 9.2 | Yes | No | 3 | 600 | 800 | 150 | 350 | 2025-01-01
207657353 | PERFECTAIRE | 3PAMSH36-MZO4 |  | 11 | 20 | 9.2 | No | N/A | 3 | 600 | 800 | 150 | 350 | 2025-01-01
207657357 | PERFECTAIRE | 3PAMSH48-MZO5 |  | 10.8 | 20.5 | 9.7 | No | N/A | 3 | 600 | 800 | 150 | 350 | 2025-01-01
207657347 | PERFECTAIRE | 3PAMSH18-MZO2 |  | 12.5 | 21 | 10.2 | Yes | No | 4 | 700 | 900 | 150 | 350 | 2025-01-01
207657356 | PERFECTAIRE | 3PAMSH48-MZO5 |  | 11 | 21.1 | 9.5 | No | N/A | 3 | 600 | 800 | 150 | 350 | 2025-01-01
207657354 | PERFECTAIRE | 3PAMSH36-MZO4 |  | 10.6 | 23.1 | 9.6 | No | N/A | 3 | 600 | 800 | 150 | 350 | 2025-01-01
207657351 | PERFECTAIRE | 3PAMSH27-MZO3 |  | 12.2 | 23.5 | 9.2 | Yes | No | 3 | 600 | 800 | 150 | 350 | 2025-01-01
207657341 | PERFECTAIRE | 3PAMS36-HH-MZO4 |  | 12.5 | 20 | 9.7 | Yes | Both | 3 | 600 | 800 | 150 | 350 | 2025-01-01
207657344 | PERFECTAIRE | 3PAMS48-HH-MZO5 |  | 11 | 21.2 | 10 | Yes | Both | 4 | 700 | 900 | 150 | 350 | 2025-01-01
207657339 | PERFECTAIRE | 3PAMS27-HH-MZO3 |  | 11.8 | 22.6 | 9.8 | Yes | Both | 3 | 600 | 800 | 150 | 350 | 2025-01-01
207657335 | PERFECTAIRE | 3PAMS18-HH-MZO2 |  | 12.5 | 20.5 | 9 | Yes | Both | 3 | 600 | 800 | 150 | 350 | 2025-01-01
205645135 | PERFECTAIRE | 2PAMS27-HH-MZO3 |  | 12.5 | 22 | 9 | Yes | Both | 3 | 600 | 800 | 150 | 350 | 2025-01-01
205645132 | PERFECTAIRE | 2PAMS18-HH-MZO2 |  | 12.5 | 21.5 | 9 | Yes | Both | 3 | 600 | 800 | 150 | 350 | 2025-01-01
205309426 | PERFECTAIRE | 2PAMSH27-MZO3 |  | 12.5 | 23 | 9.2 | Yes | No | 3 | 600 | 800 | 150 | 350 | 2025-01-01
205309429 | PERFECTAIRE | 2PAMSH36-MZO4 |  | 11.5 | 22.5 | 9 | No | N/A | 3 | 600 | 800 | 150 | 350 | 2025-01-01
205309432 | PERFECTAIRE | 2PAMSH48-MZO5 |  | 12.5 | 23.7 | 8.6 | Yes | No | 2 | 500 | 700 | 100 | 300 | 2025-01-01
202585746 | PERFECTAIRE | 2PAMSH27-MZO3 |  | 12.5 | 23 | 9.2 | Yes | No | 3 | 600 | 800 | 150 | 350 | 2025-01-01
202585747 | PERFECTAIRE | 2PAMSH18-MZO2 |  | 12 | 22.4 | 9.1 | Yes | No | 3 | 600 | 800 | 150 | 350 | 2025-01-01
9964800 | PERFECTAIRE | 2PAMSH48-MZO5 |  | 12.5 | 23.7 | 8.6 | Yes | No | 2 | 500 | 700 | 100 | 300 | 2025-01-01
217221819 | PERFECTAIRE | 4PAMS55-HH-MZO5 |  | 12 | 21.4 | 10.6 | No | N/A | 4 | 700 | 900 | 150 | 350 | 2025-01-01
217221813 | PERFECTAIRE | 4PAMS36-HH-MZO4 |  | 12.2 | 21.5 | 11.3 | No | N/A | 4 | 700 | 900 | 150 | 350 | 2025-01-01
217221816 | PERFECTAIRE | 4PAMS48-HH-MZO5 |  | 12 | 21.2 | 10.2 | No | N/A | 4 | 700 | 900 | 150 | 350 | 2025-01-01
217221807 | PERFECTAIRE | 4PAMS18-HH-MZO2 |  | 13 | 21 | 10 | No | N/A | 4 | 700 | 900 | 150 | 350 | 2025-01-01
217221810 | PERFECTAIRE | 4PAMS27-HH-MZO3 |  | 12 | 21 | 10 | No | N/A | 4 | 700 | 900 | 150 | 350 | 2025-01-01
8989587 | PERFECTAIRE | 2PAMSH18-MZO2 |  | 11.7 | 20.5 | 8.9 | Yes | No | 2 | 500 | 700 | 100 | 300 | 2025-01-01
8989588 | PERFECTAIRE | 2PAMSH27-MZO3 |  | 12 | 22 | 8.9 | Yes | Both | 2 | 500 | 700 | 100 | 300 | 2025-01-01
8989589 | PERFECTAIRE | 2PAMSH36-MZO4 |  | 10.8 | 22.5 | 9.2 | No | N/A | 3 | 600 | 800 | 150 | 350 | 2025-01-01
211253529 | PERFECTAIRE | 3PAMSH55-MZO5 |  | 10.5 | 20.2 | 9.6 | No | N/A | 3 | 600 | 800 | 150 | 350 | 2025-01-01
211253532 | PERFECTAIRE | 3PAMS55-HH-MZO5 |  | 10.5 | 20 | 9.5 | Yes | Yes | 3 | 600 | 800 | 150 | 350 | 2025-01-01
211253534 | PERFECTAIRE | 3PAMS55-HH-MZO5 |  | 10.5 | 19.4 | 9.4 | Yes | Yes | 3 | 600 | 800 | 150 | 350 | 2025-01-01
211253531 | PERFECTAIRE | 3PAMSH55-MZO5 |  | 10.5 | 19.6 | 9.1 | No | N/A | 3 | 600 | 800 | 150 | 350 | 2025-01-01
217221809 | PERFECTAIRE | 4PAMS18-HH-MZO2 |  | 13 | 20.5 | 10 | No | N/A | 4 | 700 | 900 | 150 | 350 | 2025-01-01
217221818 | PERFECTAIRE | 4PAMS48-HH-MZO5 |  | 11.85 | 20.8 | 10.6 | No | N/A | 4 | 700 | 900 | 150 | 350 | 2025-01-01
217221815 | PERFECTAIRE | 4PAMS36-HH-MZO4 |  | 12.1 | 20.45 | 10.85 | No | N/A | 4 | 700 | 900 | 150 | 350 | 2025-01-01
217221812 | PERFECTAIRE | 4PAMS27-HH-MZO3 |  | 12 | 20 | 9.75 | No | N/A | 3 | 600 | 800 | 150 | 350 | 2025-01-01
217221821 | PERFECTAIRE | 4PAMS55-HH-MZO5 |  | 11.85 | 20.7 | 10.65 | No | N/A | 4 | 700 | 900 | 150 | 350 | 2025-01-01
9964802 | PERFECTAIRE | 2PAMSH48-MZO5 |  | 11.3 | 21 | 9.1 | No | N/A | 3 | 600 | 800 | 150 | 350 | 2025-01-01
10190421 | PERFECTAIRE | 2PAMSH18-MZO2 |  | 11.85 | 20.35 | 9.05 | Yes | No | 3 | 600 | 800 | 150 | 350 | 2025-01-01
202140581 | PERFECTAIRE | 2PAMSH27-MZO3 |  | 11.75 | 21.5 | 8.85 | Yes | No | 2 | 500 | 700 | 100 | 300 | 2025-01-01
202140582 | PERFECTAIRE | 2PAMSH36-MZO4 |  | 10.75 | 20.5 | 8.85 | No | N/A | 2 | 500 | 700 | 100 | 300 | 2025-01-01
202882210 | PERFECTAIRE | 2PAMSH36-MZO4 |  | 10.25 | 19.95 | 8.65 | No | N/A | 2 | 500 | 700 | 100 | 300 | 2025-01-01
202882208 | PERFECTAIRE | 2PAMSH18-MZO2 |  | 11.7 | 19.4 | 8.85 | Yes | No | 2 | 500 | 700 | 100 | 300 | 2025-01-01
202882206 | PERFECTAIRE | 2PAMSH27-MZO3 |  | 11.25 | 21 | 9.05 | No | N/A | 3 | 600 | 800 | 150 | 350 | 2025-01-01
202882204 | PERFECTAIRE | 2PAMSH48-MZO5 |  | 10.55 | 19.4 | 9.2 | No | N/A | 3 | 600 | 800 | 150 | 350 | 2025-01-01
205309431 | PERFECTAIRE | 2PAMSH36-MZO4 |  | 10.75 | 20.5 | 8.85 | No | N/A | 2 | 500 | 700 | 100 | 300 | 2025-01-01
205645137 | PERFECTAIRE | 2PAMS27-HH-MZO3 |  | 11.75 | 20 | 8.5 | No | N/A | 2 | 500 | 700 | 100 | 300 | 2025-01-01
205645134 | PERFECTAIRE | 2PAMS18-HH-MZO2 |  | 11.75 | 19.25 | 8.5 | No | N/A | 2 | 500 | 700 | 100 | 300 | 2025-01-01
207657340 | PERFECTAIRE | 3PAMS27-HH-MZO3 |  | 11.75 | 21.3 | 9.65 | Yes | Both | 3 | 600 | 800 | 150 | 350 | 2025-01-01
207657337 | PERFECTAIRE | 3PAMS18-HH-MZO2 |  | 12.25 | 19.75 | 9.15 | Yes | Both | 3 | 600 | 800 | 150 | 350 | 2025-01-01
207657343 | PERFECTAIRE | 3PAMS36-HH-MZO4 |  | 12.1 | 19.5 | 9.85 | Yes | Both | 3 | 600 | 800 | 150 | 350 | 2025-01-01
207657352 | PERFECTAIRE | 3PAMSH27-MZO3 |  | 11.95 | 22.25 | 9.2 | Yes | No | 3 | 600 | 800 | 150 | 350 | 2025-01-01
207657355 | PERFECTAIRE | 3PAMSH36-MZO4 |  | 10.8 | 21.55 | 9.4 | No | N/A | 3 | 600 | 800 | 150 | 350 | 2025-01-01
207657349 | PERFECTAIRE | 3PAMSH18-MZO2 |  | 12.25 | 20 | 10 | Yes | No | 4 | 700 | 900 | 150 | 350 | 2025-01-01
207657346 | PERFECTAIRE | 3PAMS48-HH-MZO5 |  | 11.35 | 21.05 | 9.4 | Yes | Both | 3 | 600 | 800 | 150 | 350 | 2025-01-01
207657358 | PERFECTAIRE | 3PAMSH48-MZO5 |  | 10.9 | 20.8 | 9.6 | No | N/A | 3 | 600 | 800 | 150 | 350 | 2025-01-01
9964804 | PERFECTAIRE | 1PAMSHH12-SZO-22.5 | 2PAMSCONH12 | 12.5 | 19.4 | 9.4 | Yes | No | 3 | 600 | 800 | 150 | 350 | 2025-01-01
208815368 | PERFECTAIRE | 3PAMSHH18-SZO | 3PAMSHH18-UVW | 13 | 22 | 10.6 | Yes | Both | 4 | 700 | 900 | 150 | 350 | 2025-01-01
207784946 | PERFECTAIRE | 3PAMSH09B-SZO | 3PAMSH09B-SZW | 10.5 | 18.5 | 8.8 | Yes | Yes | 2 | 500 | 700 | 100 | 300 | 2025-01-01
207796628 | PERFECTAIRE | 3PAMSHH09-SZO | 3PAMSDH09 | 13.2 | 20.2 | 12 | Yes | Both | 4 | 700 | 900 | 150 | 350 | 2025-01-01
207796629 | PERFECTAIRE | 3PAMSHH12-SZO | 3PAMSCH12 | 12.7 | 22.3 | 10.2 | Yes | Both | 4 | 700 | 900 | 150 | 350 | 2025-01-01
207796630 | PERFECTAIRE | 3PAMSHH12-SZO | 3PAMSDH12 | 11.7 | 19.5 | 10 | Yes | Both | 4 | 700 | 900 | 150 | 350 | 2025-01-01
207796631 | PERFECTAIRE | 3PAMSHH12-SZO | 3PAMSCONH12 | 13 | 23.6 | 10 | Yes | Both | 4 | 700 | 900 | 150 | 350 | 2025-01-01
207796632 | PERFECTAIRE | 3PAMSHH18-SZO | 3PAMSCH18 | 12.5 | 20 | 9.5 | Yes | Both | 3 | 600 | 800 | 150 | 350 | 2025-01-01
207796633 | PERFECTAIRE | 3PAMSHH18-SZO | 3PAMSDH18 | 11.7 | 18 | 9.5 | Yes | Both | 3 | 600 | 800 | 150 | 350 | 2025-01-01
207796634 | PERFECTAIRE | 3PAMSHH18-SZO | 3PAMSFCH18 | 12.5 | 20.5 | 9.8 | Yes | Both | 3 | 600 | 800 | 150 | 350 | 2025-01-01
207796635 | PERFECTAIRE | 3PAMSHH24-SZO | 3PAMSCH24 | 11 | 20.5 | 11.5 | Yes | Both | 4 | 700 | 900 | 150 | 350 | 2025-01-01
207796636 | PERFECTAIRE | 3PAMSHH24-SZO | 3PAMSDH24 | 12 | 19.2 | 10.5 | Yes | Both | 4 | 700 | 900 | 150 | 350 | 2025-01-01
207614054 | PERFECTAIRE | 3PAMSHH09-SZO | 3PAMSHH09-UVW | 15.8 | 26.4 | 11.6 | Yes | Both | 4 | 700 | 900 | 150 | 350 | 2025-01-01
207614055 | PERFECTAIRE | 3PAMSHH12-SZO | 3PAMSHH12-UVW | 13 | 23.1 | 10.5 | Yes | Both | 4 | 700 | 900 | 150 | 350 | 2025-01-01
207614056 | PERFECTAIRE | 3PAMSHH24-SZO | 3PAMSHH24-UVW | 12.5 | 22.3 | 10.3 | Yes | Both | 4 | 700 | 900 | 150 | 350 | 2025-01-01
207338159 | PERFECTAIRE | 3PAMSHH18-SZO-20.5 | 2PAMSHH18-SZW-20 | 12.5 | 19.4 | 10 | Yes | No | 4 | 700 | 900 | 150 | 350 | 2025-01-01
207192281 | PERFECTAIRE | 2PAMSH09-MZO | 2PAMSH09-MZW | 14 | 21.2 | 9.9 | Yes | No | 3 | 600 | 800 | 150 | 350 | 2025-01-01
207192282 | PERFECTAIRE | 2PAMSH12-MZO | 2PAMSH12-MZW | 13 | 21.3 | 8.4 | Yes | No | 1 | 400 | 600 | 100 | 300 | 2025-01-01
207192283 | PERFECTAIRE | 2PAMSH18-MZO | 2PAMSH18-MZW | 13 | 19.9 | 8.1 | Yes | No | 1 | 400 | 600 | 100 | 300 | 2025-01-01
207192284 | PERFECTAIRE | 1PAMSHH09-SZO-25 | 2PAMSCH09 | 13 | 20 | 9.4 | Yes | No | 3 | 600 | 800 | 150 | 350 | 2025-01-01
207192285 | PERFECTAIRE | 1PAMSHH12-SZO-22.5 | 2PAMSCH12 | 12.5 | 19.5 | 9.3 | Yes | No | 3 | 600 | 800 | 150 | 350 | 2025-01-01
207192286 | PERFECTAIRE | 2PAMSHH18-SZO-20 | 2PAMSCH18 | 12.5 | 20 | 9.8 | Yes | No | 3 | 600 | 800 | 150 | 350 | 2025-01-01
207192287 | PERFECTAIRE | 2PAMSHH18-SZO-20 | 2PAMSFCH18 | 12.5 | 19.9 | 9.9 | Yes | No | 3 | 600 | 800 | 150 | 350 | 2025-01-01
207192288 | PERFECTAIRE | 1PAMSHH09-SZO-25 | 2PAMSDH09 | 12.1 | 18.5 | 11.5 | Yes | Both | 4 | 700 | 900 | 150 | 350 | 2025-01-01
207192289 | PERFECTAIRE | 1PAMSHH12-SZO-22.5 | 2PAMSDH12 | 11.7 | 19 | 10 | Yes | Both | 4 | 700 | 900 | 150 | 350 | 2025-01-01
207192291 | PERFECTAIRE | 1PAMSHH24-SZW-20.5 | 2PAMSDH24 | 12 | 19.2 | 10.5 | Yes | Both | 4 | 700 | 900 | 150 | 350 | 2025-01-01
207131737 | PERFECTAIRE | 3PAMSH12AA-SZO | 3PAMSH12A-SZW | 8.8 | 17.4 | 8.7 | No | N/A | 2 | 500 | 700 | 100 | 300 | 2025-01-01
207175121 | PERFECTAIRE | 3PAMSH09A-SZO | 3PAMSH09A-SZW | 10.1 | 17 | 9 | No | N/A | 3 | 600 | 800 | 150 | 350 | 2025-01-01
206348124 | PERFECTAIRE | 1KARDA09SZO25 | 2PAMSDH09 | 12.1 | 18.5 | 11.5 | Yes | Both | 4 | 700 | 900 | 150 | 350 | 2025-01-01
206348125 | PERFECTAIRE | 1KARDA12SZO22.5 | 2PAMSDH12 | 11.7 | 19 | 10 | Yes | Both | 4 | 700 | 900 | 150 | 350 | 2025-01-01
206348126 | PERFECTAIRE | 2KARDA18SZO20 | 2PAMSDH18 | 11.7 | 18 | 9.5 | Yes | Both | 3 | 600 | 800 | 150 | 350 | 2025-01-01
206348127 | PERFECTAIRE | 1KARDA24SZO20.5 | 2PAMSDH24 | 12 | 19.2 | 10.5 | Yes | Both | 4 | 700 | 900 | 150 | 350 | 2025-01-01
205806149 | PERFECTAIRE | 3PAMSH12A-SZO | 3PAMSH12A-SZW | 8.8 | 17.4 | 8.7 | No | N/A | 2 | 500 | 700 | 100 | 300 | 2025-01-01
205806150 | PERFECTAIRE | 3PAMSH9A-SZO | 3PAMSH9A-SZW | 10.1 | 17 | 9 | No | N/A | 3 | 600 | 800 | 150 | 350 | 2025-01-01
205724746 | PERFECTAIRE | 3PAMSH12B-SZO | 3PAMSH12B-SZW | 8.8 | 17.6 | 8.8 | No | N/A | 2 | 500 | 700 | 100 | 300 | 2025-01-01
205724747 | PERFECTAIRE | 3PAMSH18B-SZO | 3PAMSH18B-SZW | 9.9 | 18.3 | 8.7 | No | N/A | 2 | 500 | 700 | 100 | 300 | 2025-01-01
205309419 | PERFECTAIRE | 1PAMSHH09-SZO-25 | 1PAMSHH09-SZW-25 | 14.5 | 23.1 | 9.9 | Yes | No | 3 | 600 | 800 | 150 | 350 | 2025-01-01
205309421 | PERFECTAIRE | 2PAMSHH18-SZO-20 | 2PAMSHH18-SZW-20 | 12.5 | 19.4 | 8.9 | Yes | No | 2 | 500 | 700 | 100 | 300 | 2025-01-01
205309422 | PERFECTAIRE | 1PAMSHH24-SZO-20.5 | 1PAMSHH24-SZW-20.5 | 13 | 20 | 9.5 | Yes | No | 3 | 600 | 800 | 150 | 350 | 2025-01-01
202140575 | PERFECTAIRE | 2PAMSHH18-SZO-20 | 2PAMSHH18-SZW-20 | 12.5 | 19.4 | 8.9 | Yes | No | 2 | 500 | 700 | 100 | 300 | 2025-01-01
217221796 | PERFECTAIRE | 4PAMSH09A-SZO | 4PAMSH09A-SZW | 10.1 | 18 | 9 | No | N/A | 3 | 600 | 800 | 150 | 350 | 2025-01-01
217221797 | PERFECTAIRE | 4PAMSH12AA-SZO | 4PAMSH12A-SZW | 8.8 | 19 | 9.2 | No | N/A | 3 | 600 | 800 | 150 | 350 | 2025-01-01
217221798 | PERFECTAIRE | 4PAMSH12B-SZO | 4PAMSH12B-SZW | 8.8 | 18 | 8.8 | No | N/A | 2 | 500 | 700 | 100 | 300 | 2025-01-01
217221799 | PERFECTAIRE | 4PAMSH18B-SZO | 4PAMSH18B-SZW | 9.9 | 18.3 | 8.7 | No | N/A | 2 | 500 | 700 | 100 | 300 | 2025-01-01
217221800 | PERFECTAIRE | 4PAMSH09B-SZO | 4PAMSH09B-SZW | 10.9 | 19 | 9.7 | No | N/A | 3 | 600 | 800 | 150 | 350 | 2025-01-01
217221801 | PERFECTAIRE | 4PAMSH24B-SZO | 4PAMSH24B-SZW | 9 | 17 | 8.5 | No | N/A | 2 | 500 | 700 | 100 | 300 | 2025-01-01
217221802 | PERFECTAIRE | 4PAMSHH06-SZO | 4PAMSHH06-UVW | 16 | 25.3 | 14.6 | No | N/A | 4 | 700 | 900 | 150 | 350 | 2025-01-01
217221803 | PERFECTAIRE | 4PAMSHH09-SZO | 4PAMSHH09-UVW | 15 | 26 | 12.5 | No | N/A | 4 | 700 | 900 | 150 | 350 | 2025-01-01
217221804 | PERFECTAIRE | 4PAMSHH12-SZO | 4PAMSHH12-UVW | 13.2 | 24 | 10.5 | No | N/A | 4 | 700 | 900 | 150 | 350 | 2025-01-01
217221805 | PERFECTAIRE | 4PAMSHH18-SZO | 4PAMSHH18-UVW | 13 | 21.7 | 10.8 | No | N/A | 4 | 700 | 900 | 150 | 350 | 2025-01-01
217221806 | PERFECTAIRE | 4PAMSHH24-SZO | 4PAMSHH24-UVW | 12.5 | 22.3 | 13.3 | No | N/A | 4 | 700 | 900 | 150 | 350 | 2025-01-01
9856844 | PERFECTAIRE | 1PAMSHH09-SZO-25 | 1PAMSHH09-SZW-25 | 14.5 | 23.1 | 9.9 | Yes | No | 3 | 600 | 800 | 150 | 350 | 2025-01-01
9856845 | PERFECTAIRE | 1PAMSHH12-SZO-22.5 | 1PAMSHH12-SZW-22.5 | 13 | 19.9 | 9.1 | Yes | No | 3 | 600 | 800 | 150 | 350 | 2025-01-01
9856849 | PERFECTAIRE | 1PAMSHH24-SZO-20.5 | 1PAMSHH24-SZW-20.5 | 13 | 20 | 9.5 | Yes | No | 3 | 600 | 800 | 150 | 350 | 2025-01-01
214389985 | PERFECTAIRE | 3PAMSHH18-SZO-20.5 | 3PAMSHH18-UVW | 13 | 22 | 10.6 | Yes | Both | 4 | 700 | 900 | 150 | 350 | 2025-01-01
214389986 | PERFECTAIRE | 3PAMSHH24-SZO-21 | 3PAMSHH24-UVW | 12.5 | 22.3 | 10.3 | Yes | Both | 4 | 700 | 900 | 150 | 350 | 2025-01-01
211253535 | PERFECTAIRE | 3PAMSHH06-SZO | 3PAMSHH06-UVW | 15 | 23.5 | 12 | Yes | Both | 4 | 700 | 900 | 150 | 350 | 2025-01-01
210410111 | PERFECTAIRE | 3PAMSHH12-SZO | 3PAMSCONH12-2 | 13.3 | 24.2 | 10.7 | Yes | Both | 4 | 700 | 900 | 150 | 350 | 2025-01-01
208121962 | PIONEER | YN020GMFI22M2E |  | 12 | 19 | 9.8 | Yes | Both | 3 | 600 | 800 | 150 | 350 | 2025-01-01
208121971 | PIONEER | YN050GMFI22M5E |  | 10.8 | 20.5 | 9.7 | No | N/A | 3 | 600 | 800 | 150 | 350 | 2025-01-01
208121965 | PIONEER | YN030GMFI22M3E |  | 11.7 | 21 | 9.2 | Yes | No | 3 | 600 | 800 | 150 | 350 | 2025-01-01
208121968 | PIONEER | YN040GMFI22M4E |  | 11 | 20 | 9.2 | No | N/A | 3 | 600 | 800 | 150 | 350 | 2025-01-01
217048762 | Pioneer | YN009GLSI24RPG |  | 12.5 | 20.5 | 9.5 | Yes | Both | 3 | 600 | 800 | 150 | 350 | 2025-01-01
217048763 | Pioneer | YN012GLSI24RPG |  | 11.7 | 18.5 | 8.5 | Yes | Both | 2 | 500 | 700 | 100 | 300 | 2025-01-01
217048764 | Pioneer | YN018GLSI24RPG |  | 11.7 | 21 | 8.1 | Yes | Both | 1 | 400 | 600 | 100 | 300 | 2025-01-01
217048765 | Pioneer | YN024GLSI24RPG |  | 11.7 | 19 | 9.5 | Yes | Both | 3 | 600 | 800 | 150 | 350 | 2025-01-01
217048772 | Pioneer | YN020GLSI24M2G |  | 12 | 21 | 9.5 | Yes | Both | 3 | 600 | 800 | 150 | 350 | 2025-01-01
217048773 | Pioneer | YN030GLSI24M3G |  | 12 | 22 | 9 | Yes | Both | 3 | 600 | 800 | 150 | 350 | 2025-01-01
217048774 | Pioneer | YN040GLSI24M4G |  | 11.7 | 20 | 8.5 | Yes | Yes | 2 | 500 | 700 | 100 | 300 | 2025-01-01
217048775 | Pioneer | YN050GLSI24M5G |  | 11.7 | 20 | 8.5 | Yes | Yes | 2 | 500 | 700 | 100 | 300 | 2025-01-01
217048768 | Pioneer | YN020GLSI24M2G |  | 13 | 24 | 10 | Yes | Both | 4 | 700 | 900 | 150 | 350 | 2025-01-01
217048769 | Pioneer | YN030GLSI24M3G |  | 12 | 24 | 10 | Yes | Both | 4 | 700 | 900 | 150 | 350 | 2025-01-01
217048770 | Pioneer | YN040GLSI24M4G |  | 12 | 22.5 | 9.5 | Yes | Yes | 3 | 600 | 800 | 150 | 350 | 2025-01-01
217048771 | Pioneer | YN050GLSI24M5G |  | 12 | 22 | 9.5 | Yes | Yes | 3 | 600 | 800 | 150 | 350 | 2025-01-01
208121967 | PIONEER | YN040GMFI22M4E |  | 10.6 | 23.1 | 9.6 | No | N/A | 3 | 600 | 800 | 150 | 350 | 2025-01-01
208121970 | PIONEER | YN050GMFI22M5E |  | 11 | 21.1 | 9.5 | No | N/A | 3 | 600 | 800 | 150 | 350 | 2025-01-01
208121961 | PIONEER | YN020GMFI22M2E |  | 12.5 | 21 | 10.2 | Yes | No | 4 | 700 | 900 | 150 | 350 | 2025-01-01
208121964 | PIONEER | YN030GMFI22M3E |  | 12.2 | 23.5 | 9.2 | Yes | No | 3 | 600 | 800 | 150 | 350 | 2025-01-01
207698162 | Pioneer | YN020GLFI22M2D |  | 12 | 22 | 9 | Yes | Both | 3 | 600 | 800 | 150 | 350 | 2025-01-01
207698163 | Pioneer | YN030GLFI22M3D |  | 12 | 22 | 9 | Yes | No | 3 | 600 | 800 | 150 | 350 | 2025-01-01
9000110 | PIONEER | YN020GMFI22M2D |  | 11.7 | 20.5 | 8.9 | Yes | No | 2 | 500 | 700 | 100 | 300 | 2025-01-01
9000111 | PIONEER | YN030GMFI22M3D |  | 12 | 22 | 8.9 | Yes | Both | 2 | 500 | 700 | 100 | 300 | 2025-01-01
9000112 | PIONEER | YN040GMFI22M4D |  | 10.8 | 22.5 | 9.2 | No | N/A | 3 | 600 | 800 | 150 | 350 | 2025-01-01
9000113 | PIONEER | YN050GMFI22M5D |  | 11.6 | 21.5 | 8.7 | No | N/A | 2 | 500 | 700 | 100 | 300 | 2025-01-01
207698169 | Pioneer | YN040GLFI22M4D |  | 12 | 21.5 | 9 | Yes | No | 3 | 600 | 800 | 150 | 350 | 2025-01-01
208121963 | PIONEER | YN020GMFI22M2E |  | 12.25 | 20 | 10 | Yes | No | 4 | 700 | 900 | 150 | 350 | 2025-01-01
208121972 | PIONEER | YN050GMFI22M5E |  | 10.9 | 20.8 | 9.6 | No | N/A | 3 | 600 | 800 | 150 | 350 | 2025-01-01
208121969 | PIONEER | YN040GMFI22M4E |  | 10.8 | 21.55 | 9.4 | No | N/A | 3 | 600 | 800 | 150 | 350 | 2025-01-01
208121966 | PIONEER | YN030GMFI22M3E |  | 11.95 | 22.25 | 9.2 | Yes | No | 3 | 600 | 800 | 150 | 350 | 2025-01-01
217048766 | Pioneer | YN018GLSI24RPG | UT018GLSILCFHG | 11.7 | 20.5 | 9 | Yes | Both | 3 | 600 | 800 | 150 | 350 | 2025-01-01
217048767 | Pioneer | YN024GLSI24RPG | UT024GLSILCFHG | 11.7 | 20 | 9.5 | Yes | Both | 3 | 600 | 800 | 150 | 350 | 2025-01-01
217048735 | Pioneer | YN012GLUI17RPD | WT012GLUI17HLD | 9.5 | 17 | 8.3 | No | N/A | 1 | 400 | 600 | 100 | 300 | 2025-01-01
217048736 | Pioneer | YN018GLUI17RPD | WT018GLUI17HLD | 9.5 | 17 | 8.5 | No | N/A | 2 | 500 | 700 | 100 | 300 | 2025-01-01
217048737 | Pioneer | YN024GLUI17RPD | WT024GLUI17HLD | 9.5 | 17 | 9.5 | No | N/A | 3 | 600 | 800 | 150 | 350 | 2025-01-01
217048738 | Pioneer | YN036GLUI17RPD | WT036GLUI17HLD | 9.5 | 17 | 8.5 | No | N/A | 2 | 500 | 700 | 100 | 300 | 2025-01-01
217048739 | Pioneer | YN012GLUI25RPQ | WT012GLUI25FVQ | 13 | 24 | 9.5 | Yes | Both | 3 | 600 | 800 | 150 | 350 | 2025-01-01
217048740 | Pioneer | YN009ALSI20RPF | WT009ALSI20HLF | 11.7 | 19 | 9.5 | No | N/A | 3 | 600 | 800 | 150 | 350 | 2025-01-01
217048741 | Pioneer | YN009GLSI20RPF | WT009GLSI20HLF | 12 | 20 | 10 | No | N/A | 4 | 700 | 900 | 150 | 350 | 2025-01-01
217048742 | Pioneer | YN012ALSI20RPF | WT012ALSI20HLF | 10.5 | 20.5 | 9.5 | No | N/A | 3 | 600 | 800 | 150 | 350 | 2025-01-01
217048743 | Pioneer | YN012GLSI20RPF | WT012GLSI20HLF | 11.2 | 23 | 9.5 | No | N/A | 3 | 600 | 800 | 150 | 350 | 2025-01-01
217048744 | Pioneer | YN018GLSI20RPF | WT018GLSI20HLF | 11 | 21 | 9.5 | No | N/A | 3 | 600 | 800 | 150 | 350 | 2025-01-01
217048745 | Pioneer | YN024GLSI20RPF | WT024GLSI20HLF | 11 | 21 | 9.5 | No | N/A | 3 | 600 | 800 | 150 | 350 | 2025-01-01
217048746 | Pioneer | YN030GLSI20RPF | WT030GLSI20HLF | 9 | 19 | 9 | No | N/A | 3 | 600 | 800 | 150 | 350 | 2025-01-01
217048747 | Pioneer | YN036GLSI20RPF | WT036GLSI20HLF | 9 | 19 | 9 | No | N/A | 3 | 600 | 800 | 150 | 350 | 2025-01-01
217048748 | Pioneer | YN009ALSI24RPG | WT009ALSI24HLG | 13 | 24 | 10 | Yes | Both | 4 | 700 | 900 | 150 | 350 | 2025-01-01
217048749 | Pioneer | YN009GLSI24RPG | WT009GLSI24HLG | 13 | 24 | 10 | Yes | Both | 4 | 700 | 900 | 150 | 350 | 2025-01-01
217048750 | Pioneer | YN012ALSI24RPG | WT012ALSI24HLG | 13 | 23 | 10 | Yes | Both | 4 | 700 | 900 | 150 | 350 | 2025-01-01
217048751 | Pioneer | YN012GLSI24RPG | WT012GLSI24HLG | 13 | 24 | 10 | Yes | Both | 4 | 700 | 900 | 150 | 350 | 2025-01-01
217048752 | Pioneer | YN018GLSI24RPG | WT018GLSI24HLG | 12.5 | 23 | 9.5 | Yes | Both | 3 | 600 | 800 | 150 | 350 | 2025-01-01
217048753 | Pioneer | YN024GLSI24RPG | WT024GLSI24HLG | 12 | 23 | 9.5 | Yes | Both | 3 | 600 | 800 | 150 | 350 | 2025-01-01
217048754 | Pioneer | YN009GLSI25RPH | WT009GLSI25HLH | 14.5 | 25 | 10.5 | Yes | Both | 4 | 700 | 900 | 150 | 350 | 2025-01-01
217048755 | Pioneer | YN012GLSI25RPH | WT012GLSI25HLH | 14 | 25 | 10.5 | Yes | Both | 4 | 700 | 900 | 150 | 350 | 2025-01-01
217048756 | Pioneer | YN018GLSI25RPH | WT018GLSI25HLH | 12.5 | 23.5 | 10 | Yes | Both | 4 | 700 | 900 | 150 | 350 | 2025-01-01
217048757 | Pioneer | YN024GLSI25RPH | WT024GLSI25HLH | 12 | 23 | 10 | Yes | Both | 4 | 700 | 900 | 150 | 350 | 2025-01-01
217048758 | Pioneer | YN009GLSI24RPG | CT009GLSILCFHG | 12.5 | 23 | 10 | Yes | Both | 4 | 700 | 900 | 150 | 350 | 2025-01-01
217048759 | Pioneer | YN012GLSI24RPG | CT012GLSILCFHG | 11.7 | 22 | 9.5 | Yes | Both | 3 | 600 | 800 | 150 | 350 | 2025-01-01
217048760 | Pioneer | YN018GLSI24RPG | CT018GLSILCFHG | 11.7 | 20.5 | 8.5 | Yes | Both | 2 | 500 | 700 | 100 | 300 | 2025-01-01
217048761 | Pioneer | YN024GLSI24RPG | CT024GLSILCFHG | 11.7 | 22.5 | 10.4 | Yes | Both | 4 | 700 | 900 | 150 | 350 | 2025-01-01
217048734 | Pioneer | YN012ALUI17RPD | WT012ALUI17HLD | 9.5 | 17 | 9.5 | No | N/A | 3 | 600 | 800 | 150 | 350 | 2025-01-01
208141951 | PIONEER | YN009GMFI22RPE | RB009GMFILDFHD | 12.5 | 19.2 | 10.2 | Yes | Both | 4 | 700 | 900 | 150 | 350 | 2025-01-01
208141952 | PIONEER | YN012GMFI22RPE | RB012GMFILDFHD | 11.7 | 19 | 10.3 | Yes | Both | 4 | 700 | 900 | 150 | 350 | 2025-01-01
208141953 | PIONEER | YN018GMFI22RPE | RB018GMFILDFHD | 12.5 | 20 | 10.6 | Yes | No | 4 | 700 | 900 | 150 | 350 | 2025-01-01
208141954 | PIONEER | YN024GMFI22RPE | RB024GMFILDFHD | 12.5 | 19 | 11.2 | Yes | Both | 4 | 700 | 900 | 150 | 350 | 2025-01-01
208141955 | PIONEER | YN012GMFI22RPE | FB012GMFILDFHE | 13 | 22.7 | 10.2 | Yes | Both | 4 | 700 | 900 | 150 | 350 | 2025-01-01
208141956 | PIONEER | YN018GMFI22RPE | UB018GMFILCFHD | 12.5 | 23 | 10 | Yes | No | 4 | 700 | 900 | 150 | 350 | 2025-01-01
208141957 | PIONEER | YN024GMFI22RPE | UB024GMFILCFHD | 12.5 | 21.2 | 10.3 | Yes | Both | 4 | 700 | 900 | 150 | 350 | 2025-01-01
208191857 | PIONEER | YN009GMFI22RPE | CB009GMFILCFHD | 13 | 20 | 10 | Yes | Both | 4 | 700 | 900 | 150 | 350 | 2025-01-01
208191861 | PIONEER | YN012GMFI22RPE | CB012GMFILCFHD | 14 | 22.7 | 10 | Yes | No | 4 | 700 | 900 | 150 | 350 | 2025-01-01
208191863 | PIONEER | YN018GMFI22RPE | CB018GMFILCFHD | 12.5 | 20.5 | 10.5 | Yes | No | 4 | 700 | 900 | 150 | 350 | 2025-01-01
208191864 | PIONEER | YN024GMFI22RPE | CB024GMFILDFHE | 12.5 | 21.5 | 9.7 | Yes | Both | 3 | 600 | 800 | 150 | 350 | 2025-01-01
208121944 | PIONEER | YN009GMFI20RPD | CB009GMFILCFHD | 13 | 20 | 10 | Yes | Both | 4 | 700 | 900 | 150 | 350 | 2025-01-01
208121945 | PIONEER | YN012GMFI20RPD | CB012GMFILCFHD | 14 | 22.7 | 10 | Yes | No | 4 | 700 | 900 | 150 | 350 | 2025-01-01
208121946 | PIONEER | WS018GMFI20HLD | CB018GMFILCFHD | 12.5 | 20.5 | 10.5 | Yes | No | 4 | 700 | 900 | 150 | 350 | 2025-01-01
208121947 | PIONEER | YN024GMFI20RPD | CB024GMFILDFHE | 12.5 | 21.5 | 9.7 | Yes | Both | 3 | 600 | 800 | 150 | 350 | 2025-01-01
208121948 | PIONEER | YN036GMFI18RUE | CB036GMFILDFHE | 9.4 | 19.2 | 8.8 | No | N/A | 2 | 500 | 700 | 100 | 300 | 2025-01-01
208121949 | PIONEER | YN048GMFI18RUE | CB048GMFILDFHE | 9.5 | 18.5 | 9.8 | No | N/A | 3 | 600 | 800 | 150 | 350 | 2025-01-01
208121954 | PIONEER | YN036GMFI18RUE | RB036GMFILDFHD | 8.8 | 15.8 | 8.8 | No | N/A | 2 | 500 | 700 | 100 | 300 | 2025-01-01
208121959 | PIONEER | YN036GMFI18RUE | UB036GMFILCFHD | 8.5 | 19 | 9 | No | N/A | 3 | 600 | 800 | 150 | 350 | 2025-01-01
208121960 | PIONEER | YN048GMFI18RUE | UB048GMFILCFHD | 9.3 | 18.9 | 10 | Yes | Yes | 4 | 700 | 900 | 150 | 350 | 2025-01-01
208101234 | PIONEER | YN009AMFI20RPD | WS009AMFI20HLD | 12.5 | 21.5 | 9 | Yes | No | 3 | 600 | 800 | 150 | 350 | 2025-01-01
208101235 | PIONEER | YN009GMFI20RPD | WS009GMFI20HLD | 12.6 | 21.7 | 9.1 | Yes | No | 3 | 600 | 800 | 150 | 350 | 2025-01-01
208101236 | PIONEER | YN009AMFI22RPE | WS009AMFI22HLE | 12.5 | 22.7 | 10 | Yes | No | 4 | 700 | 900 | 150 | 350 | 2025-01-01
208101237 | PIONEER | YN012AMFI22RPE | WS012AMFI22HLE | 12.5 | 22.7 | 10 | Yes | No | 4 | 700 | 900 | 150 | 350 | 2025-01-01
208101238 | PIONEER | YN009GMFI22RPE | WS009GMFI22HLE | 14 | 24 | 11.4 | Yes | Both | 4 | 700 | 900 | 150 | 350 | 2025-01-01
208101239 | PIONEER | YN012GMFI22RPE | WS012GMFI22HLE | 12.5 | 23.1 | 9.3 | Yes | No | 3 | 600 | 800 | 150 | 350 | 2025-01-01
208101240 | PIONEER | YN018GMFI22RPE | WS018GMFI22HLE | 13.5 | 23.7 | 10.3 | Yes | Both | 4 | 700 | 900 | 150 | 350 | 2025-01-01
208101241 | PIONEER | YN024GMFI22RPE | WS024GMFI22HLE | 12.5 | 21 | 9 | Yes | No | 3 | 600 | 800 | 150 | 350 | 2025-01-01
208101247 | PIONEER | YN012AMFI20RPD | WS012AMFI20HLD | 10.3 | 20.8 | 8.7 | No | N/A | 2 | 500 | 700 | 100 | 300 | 2025-01-01
208101248 | PIONEER | YN012GMFI20RPD | WS012GMFI20HLD | 10.8 | 21.4 | 9.1 | No | N/A | 3 | 600 | 800 | 150 | 350 | 2025-01-01
208101249 | PIONEER | YN018GMFI20RPD | WS018GMFI20HLD | 10.5 | 19 | 8.7 | No | N/A | 2 | 500 | 700 | 100 | 300 | 2025-01-01
208101250 | PIONEER | YN024GMFI20RPD | WS024GMFI20HLD | 9 | 18 | 8.6 | No | N/A | 2 | 500 | 700 | 100 | 300 | 2025-01-01
208101251 | PIONEER | YN030GMFI20RPD | WS030GMFI20HLD | 10.5 | 18.6 | 8.7 | No | N/A | 2 | 500 | 700 | 100 | 300 | 2025-01-01
208101252 | PIONEER | YN036GMFI20RPD | WS036GMFI20HLD | 8.5 | 17.5 | 8.7 | No | N/A | 2 | 500 | 700 | 100 | 300 | 2025-01-01
207743766 | Pioneer | YN009ALFI22RPD | WT009ALFI22HLD | 12.5 | 23 | 9 | Yes | Both | 3 | 600 | 800 | 150 | 350 | 2025-01-01
207743767 | Pioneer | YN012ALFI22RPD | WT012ALFI22HLD | 12.5 | 22 | 9 | Yes | Both | 3 | 600 | 800 | 150 | 350 | 2025-01-01
207743768 | Pioneer | YN009GLFI22RPD | WT009GLFI22HLD | 13 | 23.5 | 9.2 | Yes | Both | 3 | 600 | 800 | 150 | 350 | 2025-01-01
207743769 | Pioneer | YN012GLFI22RPD | WT012GLFI22HLD | 13 | 23 | 9.5 | Yes | Both | 3 | 600 | 800 | 150 | 350 | 2025-01-01
207743770 | Pioneer | YN018GLFI22RPD | WT018GLFI22HLD | 13 | 22 | 9 | Yes | No | 3 | 600 | 800 | 150 | 350 | 2025-01-01
207743771 | Pioneer | YN024GLFI22RPD | WT024GLFI22HLD | 12.5 | 20 | 9 | Yes | No | 3 | 600 | 800 | 150 | 350 | 2025-01-01
205782389 | PIONEER | YN009AMFI22RPD | WS009AMFI22HLD | 12.5 | 20.1 | 8.2 | Yes | No | 1 | 400 | 600 | 100 | 300 | 2025-01-01
203160563 | PIONEER | YN012GMFI32RPD | WP012GMFI32HLD | 13.5 | 24 | 9.5 | Yes | Both | 3 | 600 | 800 | 150 | 350 | 2025-01-01
202576834 | PIONEER | YN009AMFI19RPD | WS009AMFI19HLD | 11.5 | 18.9 | 8.1 | No | N/A | 1 | 400 | 600 | 100 | 300 | 2025-01-01
202576835 | PIONEER | YN009GMFI19RPD | WS009GMFI19HLD | 11 | 18 | 9.1 | No | N/A | 3 | 600 | 800 | 150 | 350 | 2025-01-01
202576837 | PIONEER | YN012AMFI19RPD | WS012AMFI19HLD | 10.5 | 19 | 8.3 | No | N/A | 1 | 400 | 600 | 100 | 300 | 2025-01-01
202576838 | PIONEER | YN018GMFI19RPD | WS018GMFI19HLD | 11 | 18.7 | 8.1 | No | N/A | 1 | 400 | 600 | 100 | 300 | 2025-01-01
10597350 | PIONEER | YN009GMFI22RPD | RB009GMFILDFHD | 12.1 | 18.7 | 9.8 | Yes | Both | 3 | 600 | 800 | 150 | 350 | 2025-01-01
10597351 | PIONEER | YN012GMFI22RPD | RB012GMFILDFHD | 11.7 | 19 | 10 | Yes | Both | 4 | 700 | 900 | 150 | 350 | 2025-01-01
10597352 | PIONEER | YN018GMFI22RPD | RB018GMFILDFHD | 11.7 | 18.5 | 9.2 | Yes | No | 3 | 600 | 800 | 150 | 350 | 2025-01-01
10597353 | PIONEER | YN024GMFI22RPD | RB024GMFILDFHD | 11.7 | 19 | 10 | Yes | Both | 4 | 700 | 900 | 150 | 350 | 2025-01-01
9000957 | PIONEER | YN012GMFI22RPD | FB012GMFILCFHD | 13 | 20.5 | 8.8 | Yes | No | 2 | 500 | 700 | 100 | 300 | 2025-01-01
9000959 | PIONEER | YN018GMFI22RPD | CB018GMFILCFHD | 12.5 | 20 | 9.1 | Yes | No | 3 | 600 | 800 | 150 | 350 | 2025-01-01
9000960 | PIONEER | YN018GMFI22RPD | UB018GMFILCFHD | 12.5 | 20 | 8.9 | Yes | No | 2 | 500 | 700 | 100 | 300 | 2025-01-01
9000963 | PIONEER | YN024GMFI22RPD | UB024GMFILCFHD | 12.5 | 20 | 9.4 | Yes | No | 3 | 600 | 800 | 150 | 350 | 2025-01-01
9000966 | PIONEER | YN036GMFI17RUD | CB036GMFILCFHD | 9 | 17.5 | 9.3 | No | N/A | 3 | 600 | 800 | 150 | 350 | 2025-01-01
9000967 | PIONEER | YN036GMFI17RUD | UB036GMFILCFHD | 8 | 16 | 10 | No | N/A | 4 | 700 | 900 | 150 | 350 | 2025-01-01
9000971 | PIONEER | YN048GMFI17RUD | CB048GMFILCFHD | 9.5 | 16.8 | 9 | No | N/A | 3 | 600 | 800 | 150 | 350 | 2025-01-01
9000973 | PIONEER | YN048GMFI17RUD | UB048GMFILCFHD | 9.3 | 17.8 | 9 | No | N/A | 3 | 600 | 800 | 150 | 350 | 2025-01-01
8819848 | PIONEER | YN012AMFI22RPD | WS012AMFI22HLD | 12.5 | 20.1 | 8.2 | Yes | No | 1 | 400 | 600 | 100 | 300 | 2025-01-01
8819850 | PIONEER | YN012GMFI22RPD | WS012GMFI22HLD | 13 | 21.3 | 8.4 | Yes | No | 1 | 400 | 600 | 100 | 300 | 2025-01-01
8819851 | PIONEER | YN018GMFI22RPD | WS018GMFI22HLD | 13 | 19.9 | 8.1 | Yes | No | 1 | 400 | 600 | 100 | 300 | 2025-01-01
211709355 | Pioneer | YN012GLFI19RPE | WT012GLFI19HLE | 10 | 19 | 8.5 | No | N/A | 2 | 500 | 700 | 100 | 300 | 2025-01-01
211709356 | Pioneer | YN018GLFI19RPE | WT018GLFI19HLE | 9.4 | 19 | 8.5 | No | N/A | 2 | 500 | 700 | 100 | 300 | 2025-01-01
211709357 | Pioneer | YN024GLFI19RPE | WT024GLFI19HLE | 10 | 19 | 8.5 | No | N/A | 2 | 500 | 700 | 100 | 300 | 2025-01-01
213350928 | Pioneer | YN030GLFI19RPE | WT030GLFI19HLE | 9 | 19 | 8.5 | No | N/A | 2 | 500 | 700 | 100 | 300 | 2025-01-01
213349744 | PIONEER | YN018GMFI22RPE | CK018GMFILCFHD | 12.5 | 21.8 | 10.7 | Yes | No | 4 | 700 | 900 | 150 | 350 | 2025-01-01
213349745 | PIONEER | YN012GMFI22RPE | CK012GMFILCFHD | 12.6 | 22 | 9.8 | Yes | No | 3 | 600 | 800 | 150 | 350 | 2025-01-01
213349746 | PIONEER | YN009GMFI22RPE | CK009GMFILCFHD | 13 | 22.5 | 11.5 | Yes | Both | 4 | 700 | 900 | 150 | 350 | 2025-01-01
213349747 | PIONEER | YN018GMFI22RPE | FB018GMFILDFHE | 12.5 | 22.4 | 10.4 | Yes | Both | 4 | 700 | 900 | 150 | 350 | 2025-01-01
211709352 | Pioneer | YN009ALFI19RPE | WT009ALFI19HLE | 10 | 19 | 8.5 | No | N/A | 2 | 500 | 700 | 100 | 300 | 2025-01-01
211709353 | Pioneer | YN012ALFI19RPE | WT012ALFI19HLE | 10 | 19 | 8.5 | No | N/A | 2 | 500 | 700 | 100 | 300 | 2025-01-01
211709354 | Pioneer | YN009GLFI19RPE | WT009GLFI19HLE | 10 | 19 | 8.5 | No | N/A | 2 | 500 | 700 | 100 | 300 | 2025-01-01
211709358 | Pioneer | YN036GLFI19RPE | WT036GLFI19HLE | 9 | 19 | 8.5 | No | N/A | 2 | 500 | 700 | 100 | 300 | 2025-01-01
213088012 | PIONEER | YN024GMFI22RPE | CB024GMFILCFHE | 12.5 | 21.5 | 9.7 | Yes | Both | 3 | 600 | 800 | 150 | 350 | 2025-01-01
211583711 | PIONEER | YN009GHFI25RPH | WF009GHFI25HLH | 14.5 | 25.5 | 10.5 | Yes | Both | 4 | 700 | 900 | 150 | 350 | 2025-01-01
211583712 | PIONEER | YN012GHFI25RPH | WF012GHFI25HLH | 12.7 | 23.5 | 9.5 | Yes | Both | 3 | 600 | 800 | 150 | 350 | 2025-01-01
211583736 | PIONEER | YN018GHFI25RPH | WF018GHFI25HLH | 13.2 | 20.5 | 9.5 | Yes | Both | 3 | 600 | 800 | 150 | 350 | 2025-01-01
211583737 | PIONEER | YN024GHFI25RPH | WF024GHFI25HLH | 12.5 | 21 | 10 | Yes | Both | 4 | 700 | 900 | 150 | 350 | 2025-01-01
212316095 | PolarWave | ACIQ-48Z-HH-M5B |  | 11.7 | 20.9 | 9 | Yes | Both | 3 | 600 | 800 | 150 | 350 | 2025-01-01
212316086 | PolarWave | ACIQ-18Z-HH-M2B |  | 12 | 19 | 9.3 | Yes | Both | 3 | 600 | 800 | 150 | 350 | 2025-01-01
212316089 | PolarWave | ACIQ-27Z-HH-M3B |  | 11.7 | 20 | 9.5 | Yes | Both | 3 | 600 | 800 | 150 | 350 | 2025-01-01
212316092 | PolarWave | ACIQ-36Z-HH-M4B |  | 11.7 | 19 | 10 | Yes | No | 4 | 700 | 900 | 150 | 350 | 2025-01-01
212316121 | PolarWave | ES-18Z-M2B |  | 12 | 19 | 9.8 | Yes | Both | 3 | 600 | 800 | 150 | 350 | 2025-01-01
212316124 | PolarWave | ES-27Z-M3B |  | 11.7 | 21 | 9.2 | Yes | No | 3 | 600 | 800 | 150 | 350 | 2025-01-01
212316127 | PolarWave | ES-36Z-M4B |  | 11 | 20 | 9.2 | No | N/A | 3 | 600 | 800 | 150 | 350 | 2025-01-01
212316130 | PolarWave | ES-48Z-M5B |  | 10.8 | 20.5 | 9.7 | No | N/A | 3 | 600 | 800 | 150 | 350 | 2025-01-01
212316133 | PolarWave | ES-55Z-M5B |  | 10.5 | 19 | 8.6 | No | N/A | 2 | 500 | 700 | 100 | 300 | 2025-01-01
212316118 | PolarWave | ACIQ-55Z-HH-M5B |  | 10.5 | 18.8 | 9.3 | Yes | Yes | 3 | 600 | 800 | 150 | 350 | 2025-01-01
216980931 | PolarWave | EZ-27Z-M3B |  | 12 | 20 | 9.5 | Yes | Both | 3 | 600 | 800 | 150 | 350 | 2025-01-01
216980934 | PolarWave | EZ-36Z-M4B |  | 11.7 | 19 | 9.5 | Yes | Both | 3 | 600 | 800 | 150 | 350 | 2025-01-01
216980937 | PolarWave | EZ-48Z-M5B |  | 12 | 20 | 10.5 | Yes | Both | 4 | 700 | 900 | 150 | 350 | 2025-01-01
216980936 | PolarWave | EZ-48Z-M5B |  | 12 | 21.8 | 10 | Yes | Both | 4 | 700 | 900 | 150 | 350 | 2025-01-01
216980933 | PolarWave | EZ-36Z-M4B |  | 12 | 23 | 9.9 | Yes | Both | 3 | 600 | 800 | 150 | 350 | 2025-01-01
216980929 | PolarWave | EZ-18Z-M2B |  | 13 | 23.9 | 10 | Yes | Both | 4 | 700 | 900 | 150 | 350 | 2025-01-01
216980930 | PolarWave | EZ-27Z-M3B |  | 12 | 23 | 9 | Yes | Both | 3 | 600 | 800 | 150 | 350 | 2025-01-01
214810608 | PolarWave | EZ-18Z-M2 |  | 12.5 | 21.2 | 9.6 | Yes | Both | 3 | 600 | 800 | 150 | 350 | 2025-01-01
214810609 | PolarWave | EZ-27Z-M3 |  | 12 | 22 | 9.5 | Yes | Both | 3 | 600 | 800 | 150 | 350 | 2025-01-01
214810584 | PolarWave | EZ-36Z-M4 |  | 10.5 | 21.5 | 8.8 | No | N/A | 2 | 500 | 700 | 100 | 300 | 2025-01-01
214810585 | PolarWave | EZ-48Z-M5 |  | 11 | 20.5 | 9.2 | No | N/A | 3 | 600 | 800 | 150 | 350 | 2025-01-01
212316120 | PolarWave | ES-18Z-M2B |  | 13.9 | 22.9 | 10.5 | Yes | No | 4 | 700 | 900 | 150 | 350 | 2025-01-01
212316129 | PolarWave | ES-48Z-M5B |  | 12.5 | 23.4 | 8.7 | Yes | No | 2 | 500 | 700 | 100 | 300 | 2025-01-01
212316132 | PolarWave | ES-55Z-M5B |  | 10.5 | 21.3 | 9.1 | No | N/A | 3 | 600 | 800 | 150 | 350 | 2025-01-01
212316123 | PolarWave | ES-27Z-M3B |  | 12.7 | 24.6 | 9.5 | Yes | No | 3 | 600 | 800 | 150 | 350 | 2025-01-01
212316126 | PolarWave | ES-36Z-M4B |  | 11.7 | 23.9 | 9.5 | Yes | No | 3 | 600 | 800 | 150 | 350 | 2025-01-01
212316094 | PolarWave | ACIQ-48Z-HH-M5B |  | 11.7 | 21.8 | 9.8 | Yes | Both | 3 | 600 | 800 | 150 | 350 | 2025-01-01
212316117 | PolarWave | ACIQ-55Z-HH-M5B |  | 10.5 | 22 | 9.5 | Yes | Yes | 3 | 600 | 800 | 150 | 350 | 2025-01-01
212316088 | PolarWave | ACIQ-27Z-HH-M3B |  | 12.5 | 23 | 10.6 | Yes | Both | 4 | 700 | 900 | 150 | 350 | 2025-01-01
212316091 | PolarWave | ACIQ-36Z-HH-M4B |  | 13.6 | 22.2 | 10.3 | Yes | Both | 4 | 700 | 900 | 150 | 350 | 2025-01-01
212316085 | PolarWave | ACIQ-18Z-HH-M2B |  | 12.5 | 22 | 9.8 | Yes | Both | 3 | 600 | 800 | 150 | 350 | 2025-01-01
212316058 | PolarWave | ACIQ-18Z-HH-M2 |  | 12.5 | 21.5 | 9 | Yes | Both | 3 | 600 | 800 | 150 | 350 | 2025-01-01
212316059 | PolarWave | ACIQ-27Z-HH-M3 |  | 12.5 | 22 | 9 | Yes | Both | 3 | 600 | 800 | 150 | 350 | 2025-01-01
212316090 | PolarWave | ACIQ-27Z-HH-M3B |  | 12.1 | 21.5 | 10.05 | Yes | Both | 4 | 700 | 900 | 150 | 350 | 2025-01-01
212316087 | PolarWave | ACIQ-18Z-HH-M2B |  | 12.25 | 20.5 | 9.55 | Yes | Both | 3 | 600 | 800 | 150 | 350 | 2025-01-01
212316093 | PolarWave | ACIQ-36Z-HH-M4B |  | 12.65 | 20.6 | 10.15 | Yes | Both | 4 | 700 | 900 | 150 | 350 | 2025-01-01
212316122 | PolarWave | ES-18Z-M2B |  | 12.95 | 20.95 | 10.15 | Yes | No | 4 | 700 | 900 | 150 | 350 | 2025-01-01
212316096 | PolarWave | ACIQ-48Z-HH-M5B |  | 11.7 | 21.35 | 9.4 | Yes | Both | 3 | 600 | 800 | 150 | 350 | 2025-01-01
212316125 | PolarWave | ES-27Z-M3B |  | 12.2 | 22.8 | 9.35 | Yes | No | 3 | 600 | 800 | 150 | 350 | 2025-01-01
212316131 | PolarWave | ES-48Z-M5B |  | 11.65 | 21.95 | 9.2 | No | N/A | 3 | 600 | 800 | 150 | 350 | 2025-01-01
212316128 | PolarWave | ES-36Z-M4B |  | 11.35 | 21.95 | 9.35 | No | N/A | 3 | 600 | 800 | 150 | 350 | 2025-01-01
212316134 | PolarWave | ES-55Z-M5B |  | 10.5 | 20.15 | 8.85 | No | N/A | 2 | 500 | 700 | 100 | 300 | 2025-01-01
212316119 | PolarWave | ACIQ-55Z-HH-M5B |  | 10.5 | 20.4 | 9.4 | Yes | Yes | 3 | 600 | 800 | 150 | 350 | 2025-01-01
216980932 | PolarWave | EZ-27Z-M3B |  | 12 | 21.5 | 9.25 | Yes | Both | 3 | 600 | 800 | 150 | 350 | 2025-01-01
216980935 | PolarWave | EZ-36Z-M4B |  | 11.85 | 21 | 9.7 | Yes | Both | 3 | 600 | 800 | 150 | 350 | 2025-01-01
216980938 | PolarWave | EZ-48Z-M5B |  | 12 | 20.9 | 10.25 | Yes | Both | 4 | 700 | 900 | 150 | 350 | 2025-01-01
216980901 | PolarWave | EZ-09Z-HP115B | EZ-09W-HP115B | 11.3 | 20.2 | 9.2 | No | N/A | 3 | 600 | 800 | 150 | 350 | 2025-01-01
216980902 | PolarWave | EZ-12Z-HP115B | EZ-12W-HP115B | 9 | 19.5 | 9.3 | No | N/A | 3 | 600 | 800 | 150 | 350 | 2025-01-01
216980903 | PolarWave | EZ-18Z-HP230B | EZ-18W-HP230B | 9.8 | 20 | 8.5 | No | N/A | 2 | 500 | 700 | 100 | 300 | 2025-01-01
216980904 | PolarWave | EZ-24Z-HP230B | EZ-24W-HP230B | 9.7 | 18.9 | 8.7 | No | N/A | 2 | 500 | 700 | 100 | 300 | 2025-01-01
216980905 | PolarWave | EZ-12ZPL-HP115B | EZ-12WPL-HP115B | 12.5 | 23.5 | 10.2 | Yes | Both | 4 | 700 | 900 | 150 | 350 | 2025-01-01
216980906 | PolarWave | EZ-18ZPL-HP230B | EZ-18W-MB | 13.7 | 22.5 | 11.5 | Yes | Both | 4 | 700 | 900 | 150 | 350 | 2025-01-01
216980907 | PolarWave | EZ-24ZPL-HP230B | EZ-24W-MB | 12.7 | 22.7 | 9.5 | Yes | No | 3 | 600 | 800 | 150 | 350 | 2025-01-01
216980908 | PolarWave | EZ-36ZPL-HP230B | EZ-36W-MB | 8.5 | 18 | 8.5 | No | N/A | 2 | 500 | 700 | 100 | 300 | 2025-01-01
214837140 | PolarWave | ACIQ-12Z-HP115B | ACIQ-12W-HP115B | 10.3 | 20.8 | 8.7 | No | N/A | 2 | 500 | 700 | 100 | 300 | 2025-01-01
214810604 | PolarWave | EZ-09Z-HP115 | EZ-09W-HP115 | 11.5 | 20 | 9.4 | Yes | No | 3 | 600 | 800 | 150 | 350 | 2025-01-01
214810605 | PolarWave | EZ-12ZPL-HP115 | EZ-12WPL-HP115 | 12.5 | 22.5 | 9 | Yes | No | 3 | 600 | 800 | 150 | 350 | 2025-01-01
214810606 | PolarWave | EZ-18ZPL-HP230 | EZ-18W-M | 12.6 | 22.7 | 9.8 | Yes | No | 3 | 600 | 800 | 150 | 350 | 2025-01-01
214810607 | PolarWave | EZ-24ZPL-HP230 | EZ-24W-M | 12.5 | 20.5 | 9.2 | Yes | No | 3 | 600 | 800 | 150 | 350 | 2025-01-01
214810580 | PolarWave | EZ-12Z-HP115 | EZ-12W-HP115 | 9 | 18.9 | 9.3 | No | N/A | 3 | 600 | 800 | 150 | 350 | 2025-01-01
214810581 | PolarWave | EZ-18Z-HP230 | EZ-18W-HP230 | 9.8 | 19.3 | 8.6 | No | N/A | 2 | 500 | 700 | 100 | 300 | 2025-01-01
214810582 | PolarWave | EZ-24Z-HP230 | EZ-24W-HP230 | 9 | 18 | 8.3 | No | N/A | 1 | 400 | 600 | 100 | 300 | 2025-01-01
212316097 | PolarWave | ACIQ-30Z-HP230B | ACIQ-30W-HP230B | 10.5 | 18.6 | 8.7 | No | N/A | 2 | 500 | 700 | 100 | 300 | 2025-01-01
212316098 | PolarWave | ACIQ-06ZPL-HP230B | ACIQ-06W-HH-MC | 15.8 | 26.5 | 13.6 | Yes | Both | 4 | 700 | 900 | 150 | 350 | 2025-01-01
212316099 | PolarWave | ACIQ-09ZPL-HP230B | ACIQ-09W-HH-MC | 16.2 | 28.1 | 11.5 | Yes | Both | 4 | 700 | 900 | 150 | 350 | 2025-01-01
212316100 | PolarWave | ACIQ-12ZPL-HP230B | ACIQ-12W-HH-MC | 14 | 25.5 | 10.4 | Yes | Both | 4 | 700 | 900 | 150 | 350 | 2025-01-01
212316101 | PolarWave | ACIQ-18ZPL-HP230B | ACIQ-18W-HH-MC | 12.5 | 21.5 | 11.3 | Yes | Both | 4 | 700 | 900 | 150 | 350 | 2025-01-01
212316102 | PolarWave | ACIQ-24ZPL-HP230B | ACIQ-24W-HH-MC | 13 | 21.5 | 11.4 | Yes | Both | 4 | 700 | 900 | 150 | 350 | 2025-01-01
212316103 | PolarWave | ACIQ-36ZPL-HP230B | ACIQ-36CC-HH-MB | 9.5 | 19.4 | 10.5 | Yes | Yes | 4 | 700 | 900 | 150 | 350 | 2025-01-01
212316104 | PolarWave | ACIQ-48ZPL-HP230B | ACIQ-48CC-HH-MB | 8.3 | 16.8 | 10.7 | Yes | Yes | 4 | 700 | 900 | 150 | 350 | 2025-01-01
212316105 | PolarWave | ACIQ-36ZPL-HP230B | ACIQ-36CD-HH-MB | 9 | 16.5 | 11 | Yes | Yes | 4 | 700 | 900 | 150 | 350 | 2025-01-01
212316107 | PolarWave | ACIQ-60ZPL-HP230B | ACIQ-60CD-HH-MB | 9.4 | 15.8 | 9.5 | Yes | Yes | 2 | 500 | 700 | 100 | 300 | 2025-01-01
212316108 | PolarWave | ACIQ-36ZPL-HP230B | ACIQ-36FM-HH-MB | 8.8 | 17.6 | 10 | Yes | Yes | 4 | 700 | 900 | 150 | 350 | 2025-01-01
212316109 | PolarWave | ACIQ-48ZPL-HP230B | ACIQ-48FM-HH-MB | 8.2 | 17 | 9.8 | Yes | Yes | 3 | 600 | 800 | 150 | 350 | 2025-01-01
212316110 | PolarWave | ACIQ-60ZPL-HP230B | ACIQ-60FM-HH-MB | 9 | 17.3 | 10.2 | Yes | Yes | 4 | 700 | 900 | 150 | 350 | 2025-01-01
212316111 | PolarWave | ACIQ-06ZPL-HP230B | SCC-0609-HH-M | 14.5 | 22 | 10.8 | Yes | Both | 4 | 700 | 900 | 150 | 350 | 2025-01-01
212316112 | PolarWave | ACIQ-09ZPL-HP230B | SCC-0609-HH-M | 13 | 24 | 12.4 | Yes | Both | 4 | 700 | 900 | 150 | 350 | 2025-01-01
212316113 | PolarWave | ACIQ-12ZPL-HP230B | SCC-1218-HH-M | 13 | 23 | 10 | Yes | Both | 4 | 700 | 900 | 150 | 350 | 2025-01-01
212316114 | PolarWave | ACIQ-18ZPL-HP230B | SCC-1218-HH-M | 12.5 | 19.8 | 11.2 | Yes | Both | 4 | 700 | 900 | 150 | 350 | 2025-01-01
212316115 | PolarWave | ACIQ-12ZPL-HP230B | ACIQ-12FM-HH-MC | 13.3 | 24.2 | 10.7 | Yes | Both | 4 | 700 | 900 | 150 | 350 | 2025-01-01
212316116 | PolarWave | ACIQ-18ZPL-HP230B | ACIQ-18FM-HH-MC | 11 | 20.2 | 8.9 | Yes | Both | 2 | 500 | 700 | 100 | 300 | 2025-01-01
212316063 | PolarWave | ACIQ-18Z-EZ230 | ACIQ-18W-EZ230 | 12.5 | 19.8 | 9.6 | Yes | No | 3 | 600 | 800 | 150 | 350 | 2025-01-01
212316064 | PolarWave | ACIQ-24Z-EZ230 | ACIQ-24W-EZ230 | 12.5 | 20 | 9.3 | Yes | No | 3 | 600 | 800 | 150 | 350 | 2025-01-01
212316066 | PolarWave | ACIQ-09Z-HP115B | ACIQ-09W-HP115B | 12.5 | 21.5 | 9 | Yes | No | 3 | 600 | 800 | 150 | 350 | 2025-01-01
212316067 | PolarWave | ACIQ-12Z-HP230B | ACIQ-12W-HP230B | 10.8 | 21.4 | 9.1 | No | N/A | 3 | 600 | 800 | 150 | 350 | 2025-01-01
212316068 | PolarWave | ACIQ-18Z-HP230B | ACIQ-18W-HP230B | 10.5 | 19 | 8.7 | No | N/A | 2 | 500 | 700 | 100 | 300 | 2025-01-01
212316069 | PolarWave | ACIQ-24Z-HP230B | ACIQ-24W-HP230B | 9 | 18 | 8.6 | No | N/A | 2 | 500 | 700 | 100 | 300 | 2025-01-01
212316070 | PolarWave | ACIQ-36Z-HP230B | ACIQ-36W-HP230B | 8.5 | 17.5 | 8.7 | No | N/A | 2 | 500 | 700 | 100 | 300 | 2025-01-01
212316071 | PolarWave | ACIQ-09ZPL-HP230B | ACIQ-09W-HH-MB | 16.2 | 28.1 | 11.5 | Yes | Both | 4 | 700 | 900 | 150 | 350 | 2025-01-01
212316072 | PolarWave | ACIQ-12ZPL-HP230B | ACIQ-12W-HH-MB | 14 | 25.5 | 10.4 | Yes | Both | 4 | 700 | 900 | 150 | 350 | 2025-01-01
212316073 | PolarWave | ACIQ-18ZPL-HP230B | ACIQ-18W-HH-MB | 12.5 | 21.5 | 11.3 | Yes | Both | 4 | 700 | 900 | 150 | 350 | 2025-01-01
212316074 | PolarWave | ACIQ-24ZPL-HP230B | ACIQ-24W-HH-MB | 13 | 21.5 | 11.4 | Yes | Both | 4 | 700 | 900 | 150 | 350 | 2025-01-01
212316075 | PolarWave | ACIQ-09ZPL-HP230B | ACIQ-09CC-HH-MB | 13 | 20.5 | 10.3 | Yes | Both | 4 | 700 | 900 | 150 | 350 | 2025-01-01
212316076 | PolarWave | ACIQ-12ZPL-HP230B | ACIQ-12CC-HH-MB | 12.7 | 22.3 | 10.2 | Yes | Both | 4 | 700 | 900 | 150 | 350 | 2025-01-01
212316077 | PolarWave | ACIQ-18ZPL-HP230B | ACIQ-18CC-HH-MB | 12.5 | 20 | 9.5 | Yes | Both | 3 | 600 | 800 | 150 | 350 | 2025-01-01
212316078 | PolarWave | ACIQ-09ZPL-HP230B | ACIQ-09CD-HH-MB | 13.2 | 20.2 | 12 | Yes | Both | 4 | 700 | 900 | 150 | 350 | 2025-01-01
212316079 | PolarWave | ACIQ-12ZPL-HP230B | ACIQ-12CD-HH-MB | 11.7 | 19.5 | 10 | Yes | Both | 4 | 700 | 900 | 150 | 350 | 2025-01-01
212316080 | PolarWave | ACIQ-18ZPL-HP230B | ACIQ-18CD-HH-MB | 11.7 | 18 | 9.5 | Yes | Both | 3 | 600 | 800 | 150 | 350 | 2025-01-01
212316081 | PolarWave | ACIQ-24ZPL-HP230B | ACIQ-24CD-HH-MB | 12 | 19.2 | 10.5 | Yes | Both | 4 | 700 | 900 | 150 | 350 | 2025-01-01
212316082 | PolarWave | ACIQ-12ZPL-HP230B | ACIQ-12FM-HH-MB | 13 | 23.6 | 10 | Yes | Both | 4 | 700 | 900 | 150 | 350 | 2025-01-01
212316083 | PolarWave | ACIQ-18ZPL-HP230B | ACIQ-18FM-HH-MB | 12.5 | 20.5 | 9.8 | Yes | Both | 3 | 600 | 800 | 150 | 350 | 2025-01-01
212316084 | PolarWave | ACIQ-24ZPL-HP230B | ACIQ-24FM-HH-MB | 11.7 | 20.5 | 11 | Yes | Both | 4 | 700 | 900 | 150 | 350 | 2025-01-01
212316049 | PolarWave | ACIQ-09Z-HP115 | ACIQ-09W-HP115 | 11.5 | 18.9 | 8.1 | No | N/A | 1 | 400 | 600 | 100 | 300 | 2025-01-01
212316051 | PolarWave | ACIQ-18Z-HP230 | ACIQ-18W-HP230 | 11 | 18.7 | 8.1 | No | N/A | 1 | 400 | 600 | 100 | 300 | 2025-01-01
202897324 | PREMIUM | PIAW91700B | PIAW91690A | 11.5 | 18.9 | 8.1 | No | N/A | 1 | 400 | 600 | 100 | 300 | 2025-01-01
211991187 | PREMIUM LEVELLA | PIAWMZ188800B |  | 12 | 19 | 9.8 | No | N/A | 3 | 600 | 800 | 150 | 350 | 2025-01-01
211991191 | PREMIUM LEVELLA | PIAWMZ278800B |  | 11.7 | 21 | 9.2 | No | N/A | 3 | 600 | 800 | 150 | 350 | 2025-01-01
211991195 | PREMIUM LEVELLA | PIAWMZ368800B |  | 11 | 20 | 9.2 | No | N/A | 3 | 600 | 800 | 150 | 350 | 2025-01-01
211991199 | PREMIUM LEVELLA | PIAWMZ488800B |  | 10.8 | 20.5 | 9.7 | No | N/A | 3 | 600 | 800 | 150 | 350 | 2025-01-01
217014451 | PREMIUM LEVELLA | PIAWMZ2482380AB |  | 12.5 | 23 | 10 | No | N/A | 4 | 700 | 900 | 150 | 350 | 2025-01-01
217014452 | PREMIUM LEVELLA | PIAWMZ3082380AB |  | 12.5 | 23 | 10 | No | N/A | 4 | 700 | 900 | 150 | 350 | 2025-01-01
217014453 | PREMIUM LEVELLA | PIAWMZ3682380AB |  | 12.3 | 23 | 10 | No | N/A | 4 | 700 | 900 | 150 | 350 | 2025-01-01
217014454 | PREMIUM LEVELLA | PIAWMZ4282480AB |  | 12.5 | 24 | 10.5 | No | N/A | 4 | 700 | 900 | 150 | 350 | 2025-01-01
217014450 | PREMIUM LEVELLA | PIAWMZ1882280AB |  | 12.3 | 22 | 10 | No | N/A | 4 | 700 | 900 | 150 | 350 | 2025-01-01
211991194 | PREMIUM LEVELLA | PIAWMZ368800B |  | 10.6 | 23.1 | 9.6 | No | N/A | 3 | 600 | 800 | 150 | 350 | 2025-01-01
211991197 | PREMIUM LEVELLA | PIAWMZ488800B |  | 11 | 21.1 | 9.5 | No | N/A | 3 | 600 | 800 | 150 | 350 | 2025-01-01
211991186 | PREMIUM LEVELLA | PIAWMZ188800B |  | 12.5 | 21 | 10.2 | No | N/A | 4 | 700 | 900 | 150 | 350 | 2025-01-01
211991190 | PREMIUM LEVELLA | PIAWMZ278800B |  | 12.2 | 23.5 | 9.2 | No | N/A | 3 | 600 | 800 | 150 | 350 | 2025-01-01
211991189 | PREMIUM LEVELLA | PIAWMZ188800B |  | 12.25 | 20 | 10 | No | N/A | 4 | 700 | 900 | 150 | 350 | 2025-01-01
211991193 | PREMIUM LEVELLA | PIAWMZ278800B |  | 11.95 | 22.25 | 9.2 | No | N/A | 3 | 600 | 800 | 150 | 350 | 2025-01-01
211991196 | PREMIUM LEVELLA | PIAWMZ368800B |  | 10.8 | 21.55 | 9.4 | No | N/A | 3 | 600 | 800 | 150 | 350 | 2025-01-01
211991200 | PREMIUM LEVELLA | PIAWMZ488800B |  | 10.9 | 20.8 | 9.6 | No | N/A | 3 | 600 | 800 | 150 | 350 | 2025-01-01
216775673 | PREMIUM LEVELLA | PIAW921070AB | PIAW921069AA | 10.7 | 20.5 | 9 | No | N/A | 3 | 600 | 800 | 150 | 350 | 2025-01-01
216775674 | PREMIUM LEVELLA | PIAW1221070AB | PIAW1221069AA | 10 | 22 | 9 | No | N/A | 3 | 600 | 800 | 150 | 350 | 2025-01-01
216775675 | PREMIUM LEVELLA | PIAW1221080AB | PIAW1221079AA | 12 | 21 | 10 | Yes | No | 4 | 700 | 900 | 150 | 350 | 2025-01-01
216775676 | PREMIUM LEVELLA | PIAW1821080AB | PIAW1821079AA | 12 | 21 | 9 | Yes | No | 3 | 600 | 800 | 150 | 350 | 2025-01-01
216775677 | PREMIUM LEVELLA | PIAW2421080AB | PIAW2421079AA | 12 | 21 | 10 | Yes | No | 4 | 700 | 900 | 150 | 350 | 2025-01-01
216775679 | PREMIUM LEVELLA | PIAW1225080AB | PIAW1225079AA | 12 | 24 | 10 | Yes | Yes | 4 | 700 | 900 | 150 | 350 | 2025-01-01
216775680 | PREMIUM LEVELLA | PIAW1825080AB | PIAW1825079AA | 14 | 25 | 10.5 | Yes | Yes | 4 | 700 | 900 | 150 | 350 | 2025-01-01
209862114 | PREMIUM LEVELLA | PIAW123800B | PIAW123790A | 10.8 | 21.4 | 9.2 | No | N/A | 3 | 600 | 800 | 150 | 350 | 2025-01-01
209862115 | PREMIUM LEVELLA | PIAW183800B | PIAW183790A | 11 | 19.5 | 8.7 | No | N/A | 2 | 500 | 700 | 100 | 300 | 2025-01-01
209862116 | PREMIUM LEVELLA | PIAW123700B | PIAW123690A | 10.3 | 20.8 | 8.7 | No | N/A | 2 | 500 | 700 | 100 | 300 | 2025-01-01
209862117 | PREMIUM LEVELLA | PIAW243800B | PIAW243790A | 9.5 | 18.5 | 8.6 | No | N/A | 2 | 500 | 700 | 100 | 300 | 2025-01-01
209862118 | PREMIUM LEVELLA | PIAW303800B | PIAW303790A | 12.2 | 21 | 8.2 | No | N/A | 1 | 400 | 600 | 100 | 300 | 2025-01-01
209862119 | PREMIUM LEVELLA | PIAW93700B | PIAW93690A | 12.5 | 21.5 | 9.1 | No | N/A | 3 | 600 | 800 | 150 | 350 | 2025-01-01
209862121 | PREMIUM LEVELLA | PIAW93800B | PIAW93790A | 12.6 | 21.7 | 9.4 | No | N/A | 3 | 600 | 800 | 150 | 350 | 2025-01-01
207659283 | PREMIUM LEVELLA | PIAW122700B | PIAW122690A | 10.3 | 20.8 | 8.7 | No | N/A | 2 | 500 | 700 | 100 | 300 | 2025-01-01
207659284 | PREMIUM LEVELLA | PIAW92800B | PIAW92790A | 12.6 | 21.7 | 9.1 | No | N/A | 3 | 600 | 800 | 150 | 350 | 2025-01-01
207659285 | PREMIUM LEVELLA | PIAW122800B | PIAW122790A | 10.8 | 21.4 | 9.1 | No | N/A | 3 | 600 | 800 | 150 | 350 | 2025-01-01
207659286 | PREMIUM LEVELLA | PIAW182800B | PIAW182790A | 10.5 | 19 | 8.7 | No | N/A | 2 | 500 | 700 | 100 | 300 | 2025-01-01
207659287 | PREMIUM LEVELLA | PIAW242800B | PIAW242790A | 9 | 18 | 8.6 | No | N/A | 2 | 500 | 700 | 100 | 300 | 2025-01-01
207659288 | PREMIUM LEVELLA | PIAW302800B | PIAW302790A | 10.5 | 18.6 | 8.7 | No | N/A | 2 | 500 | 700 | 100 | 300 | 2025-01-01
207659289 | PREMIUM LEVELLA | PIAW362800B | PIAW362790A | 8.5 | 17.5 | 8.7 | No | N/A | 2 | 500 | 700 | 100 | 300 | 2025-01-01
207659290 | PREMIUM LEVELLA | PIAW92700B | PIAW92690A | 12.5 | 21.5 | 9 | No | N/A | 3 | 600 | 800 | 150 | 350 | 2025-01-01
204543118 | PREMIUM LEVELLA | PIAW91700B | PIAW91690A | 11.5 | 18.9 | 8.1 | No | N/A | 1 | 400 | 600 | 100 | 300 | 2025-01-01
204543119 | PREMIUM LEVELLA | PIAW121700B | PIAW121690A | 10.5 | 19 | 8.3 | No | N/A | 1 | 400 | 600 | 100 | 300 | 2025-01-01
204543120 | PREMIUM LEVELLA | PIAW91800B | PIAW91790A | 11 | 18 | 9.1 | No | N/A | 3 | 600 | 800 | 150 | 350 | 2025-01-01
204543122 | PREMIUM LEVELLA | PIAW181800B | PIAW181790A | 11 | 18.7 | 8.1 | No | N/A | 1 | 400 | 600 | 100 | 300 | 2025-01-01
204543126 | PREMIUM LEVELLA | PIA91700B | PIA91690A | 11.5 | 18.9 | 8.1 | No | N/A | 1 | 400 | 600 | 100 | 300 | 2025-01-01
204543127 | PREMIUM LEVELLA | PIA121700B | PIA121690A | 10.5 | 19 | 8.3 | No | N/A | 1 | 400 | 600 | 100 | 300 | 2025-01-01
204543128 | PREMIUM LEVELLA | PIA91800B | PIA91790A | 11 | 18 | 9.1 | No | N/A | 3 | 600 | 800 | 150 | 350 | 2025-01-01
204543130 | PREMIUM LEVELLA | PIA181800B | PIA181790A | 11 | 18.7 | 8.1 | No | N/A | 1 | 400 | 600 | 100 | 300 | 2025-01-01
214720278 | PREMIUM LEVELLA | PIAW9070TB | PIAW9069TA | 10 | 19 | 8.5 | No | N/A | 2 | 500 | 700 | 100 | 300 | 2025-01-01
214728339 | PREMIUM LEVELLA | PIAW1801780TB | PIAW1801779TA | 8.5 | 17 | 8.5 | No | N/A | 2 | 500 | 700 | 100 | 300 | 2025-01-01
214728563 | PREMIUM LEVELLA | PIAW12070TB | PIAW12069TA | 10 | 19 | 8.5 | No | N/A | 2 | 500 | 700 | 100 | 300 | 2025-01-01
214728564 | PREMIUM LEVELLA | PIAW12080TB | PIAW12079TA | 10 | 19 | 8.5 | No | N/A | 2 | 500 | 700 | 100 | 300 | 2025-01-01
214728565 | PREMIUM LEVELLA | PIAW18080TB | PIAW18079TA | 9.4 | 19 | 8.5 | No | N/A | 2 | 500 | 700 | 100 | 300 | 2025-01-01
214728566 | PREMIUM LEVELLA | PIAW24080TB | PIAW24079TA | 10 | 20 | 8.5 | No | N/A | 2 | 500 | 700 | 100 | 300 | 2025-01-01
214717543 | PREMIUM LEVELLA | PIACWMZ9082280B | PIACWMZ9082279A | 13 | 22.5 | 11.5 | Yes | Both | 4 | 700 | 900 | 150 | 350 | 2025-01-01
214717544 | PREMIUM LEVELLA | PIACWMZ1282280B | PIACWMZ1282279A | 12.6 | 22 | 9.8 | Yes | No | 3 | 600 | 800 | 150 | 350 | 2025-01-01
214312540 | PREMIUM LEVELLA | PIAW1831780B | PIAW1831779A | 9.9 | 18.3 | 8.7 | No | N/A | 2 | 500 | 700 | 100 | 300 | 2025-01-01
214312541 | PREMIUM LEVELLA | PIAW1231770B | PIAW1231769A | 8.8 | 17.4 | 8.7 | No | N/A | 2 | 500 | 700 | 100 | 300 | 2025-01-01
214312542 | PREMIUM LEVELLA | PIAW1231780B | PIAW1231779A | 8.8 | 17.6 | 8.8 | No | N/A | 2 | 500 | 700 | 100 | 300 | 2025-01-01
214232461 | PREMIUM LEVELLA | PIAW1232580B | PIAW1232579A | 13 | 23.1 | 10.5 | Yes | Both | 4 | 700 | 900 | 150 | 350 | 2025-01-01
214232462 | PREMIUM LEVELLA | PIAW2432580B | PIAW2432579A | 12.5 | 22.3 | 10.3 | Yes | Both | 4 | 700 | 900 | 150 | 350 | 2025-01-01
214232463 | PREMIUM LEVELLA | PIAW932580B | PIAW932579A | 15.8 | 26.4 | 11.6 | Yes | Both | 4 | 700 | 900 | 150 | 350 | 2025-01-01
214232464 | PREMIUM LEVELLA | PIAW1832580B | PIAW1832579A | 13 | 22 | 10.6 | Yes | Both | 4 | 700 | 900 | 150 | 350 | 2025-01-01
216505866 | Prime | CMPRN121-V1 | EMPRN121-V1 | 9.5 | 17 | 9.5 | No | N/A | 3 | 600 | 800 | 150 | 350 | 2025-01-01
216505867 | Prime | CMPRN122-V1 | EMPRN122-V1 | 9.5 | 17 | 8.3 | No | N/A | 1 | 400 | 600 | 100 | 300 | 2025-01-01
216505868 | Prime | CMPRN182-V1 | EMPRN182-V1 | 9.5 | 17 | 8.5 | No | N/A | 2 | 500 | 700 | 100 | 300 | 2025-01-01
216505869 | Prime | CMPRN242-V1 | EMPRN242-V1 | 9.5 | 17 | 9.5 | No | N/A | 3 | 600 | 800 | 150 | 350 | 2025-01-01
216505870 | Prime | CMPRN362-V1 | EMPRN362-V1 | 9.5 | 17 | 8.5 | No | N/A | 2 | 500 | 700 | 100 | 300 | 2025-01-01
214061904 | Prime | EMPRN182-V | CMPRN182-V | 8.5 | 17 | 8.5 | No | N/A | 2 | 500 | 700 | 100 | 300 | 2025-01-01
214061906 | Prime | EMPRN362-V | CMPRN362-V | 9 | 19 | 8.5 | No | N/A | 2 | 500 | 700 | 100 | 300 | 2025-01-01
208287587 | ProAire | UB1MSHQCO09 | UB1MSHQCW09 | 12.8 | 18.5 | 9 | Yes | Both | 3 | 600 | 800 | 150 | 350 | 2025-01-01
208287591 | ProAire | UB1MSHQCO12 | UB1MSHQCW12 | 12.5 | 21.7 | 9.5 | Yes | No | 3 | 600 | 800 | 150 | 350 | 2025-01-01
208287593 | ProAire | UB1MSHQCO18 | UB1MSHQCW18 | 13 | 22.5 | 8.6 | Yes | Both | 2 | 500 | 700 | 100 | 300 | 2025-01-01
208287595 | ProAire | UB1MSHQCO24 | UB1MSHQCW24 | 12.2 | 20.5 | 8.6 | Yes | Both | 2 | 500 | 700 | 100 | 300 | 2025-01-01
214312527 | PULAIR | MOSH-1091 | MISH-1091 | 12.5 | 21.5 | 9.1 | No | N/A | 3 | 600 | 800 | 150 | 350 | 2025-01-01
214312528 | PULAIR | MOSH-1121 | MISH-1121 | 10.3 | 20.8 | 8.7 | No | N/A | 2 | 500 | 700 | 100 | 300 | 2025-01-01
214312529 | PULAIR | MOSH-1182 | MISH-1182 | 11 | 19.5 | 8.7 | No | N/A | 2 | 500 | 700 | 100 | 300 | 2025-01-01
214312530 | PULAIR | MOSH-1242 | MISH-1242 | 9.5 | 18.5 | 8.6 | No | N/A | 2 | 500 | 700 | 100 | 300 | 2025-01-01
214312532 | PULAIR | MOSH-1121AC | MISH-1121AC | 12.5 | 22.7 | 10.4 | No | N/A | 4 | 700 | 900 | 150 | 350 | 2025-01-01
214312533 | PULAIR | MOSH-1092AC | MISH-1092AC | 14.7 | 24 | 11.6 | No | N/A | 4 | 700 | 900 | 150 | 350 | 2025-01-01
214312534 | PULAIR | MOSH-1182AC | MISH-1182AC | 13.5 | 24 | 10.5 | No | N/A | 4 | 700 | 900 | 150 | 350 | 2025-01-01
214312535 | PULAIR | MOSH-1242AC | MISH-1242AC | 13 | 21 | 8.5 | No | N/A | 2 | 500 | 700 | 100 | 300 | 2025-01-01
214311515 | PULAIR | MOSH- 1091 | MISH- 1091 | 12.5 | 21.5 | 9.1 | No | N/A | 3 | 600 | 800 | 150 | 350 | 2025-01-01
214311516 | PULAIR | MOSH- 1121 | MISH- 1121 | 10.3 | 20.8 | 8.7 | No | N/A | 2 | 500 | 700 | 100 | 300 | 2025-01-01
214311517 | PULAIR | MOSH- 1182 | MISH- 1182 | 11 | 19.5 | 8.7 | No | N/A | 2 | 500 | 700 | 100 | 300 | 2025-01-01
214311518 | PULAIR | MOSH- 1242 | MISH- 1242 | 9.5 | 18.5 | 8.6 | No | N/A | 2 | 500 | 700 | 100 | 300 | 2025-01-01
214311520 | PULAIR | MOSH- 1121AC | MISH- 1121AC | 12.5 | 22.7 | 10.4 | No | N/A | 4 | 700 | 900 | 150 | 350 | 2025-01-01
214311521 | PULAIR | MOSH- 1092AC | MISH- 1092AC | 14.7 | 24 | 11.6 | No | N/A | 4 | 700 | 900 | 150 | 350 | 2025-01-01
214311522 | PULAIR | MOSH-1182AC | MISH- 1182AC | 13.5 | 24 | 10.5 | No | N/A | 4 | 700 | 900 | 150 | 350 | 2025-01-01
214311523 | PULAIR | MOSH- 1242AC | MISH- 1242AC | 13 | 21 | 8.5 | No | N/A | 2 | 500 | 700 | 100 | 300 | 2025-01-01
207236344 | PURE | PIN18H2V51(O) |  | 11 | 20 | 8.5 | No | N/A | 2 | 500 | 700 | 100 | 300 | 2025-01-01
9088691 | QUARTZ | QIN618H2V31 | QIN618H2V31 | 13 | 21.3 | 8.4 | Yes | No | 1 | 400 | 600 | 100 | 300 | 2025-01-01
9088692 | QUARTZ | QIN721H2V31 | QIN721H2V31 | 13 | 19.9 | 8.1 | Yes | No | 1 | 400 | 600 | 100 | 300 | 2025-01-01
213927614 | QUEBEC VAIR | NE-T53-MULTI28E |  | 11.7 | 20 | 9.5 | No | N/A | 3 | 600 | 800 | 150 | 350 | 2025-01-01
213927617 | QUEBEC VAIR | NE-T53-MULTI36E |  | 11.7 | 19 | 10 | No | N/A | 4 | 700 | 900 | 150 | 350 | 2025-01-01
213927616 | QUEBEC VAIR | NE-T53-MULTI36E |  | 13.6 | 22.2 | 10.3 | No | N/A | 4 | 700 | 900 | 150 | 350 | 2025-01-01
213927613 | QUEBEC VAIR | NE-T53-MULTI28E |  | 12.5 | 23 | 10.6 | No | N/A | 4 | 700 | 900 | 150 | 350 | 2025-01-01
213927615 | QUEBEC VAIR | NE-T53-MULTI28E |  | 12.1 | 21.5 | 10.05 | No | N/A | 4 | 700 | 900 | 150 | 350 | 2025-01-01
213927618 | QUEBEC VAIR | NE-T53-MULTI36E |  | 12.65 | 20.6 | 10.15 | No | N/A | 4 | 700 | 900 | 150 | 350 | 2025-01-01
212579412 | QUEBEC VAIR | NE-T52-PLA18EXT | NE-T52-PLA18INT | 13.5 | 23.7 | 10.3 | No | N/A | 4 | 700 | 900 | 150 | 350 | 2025-01-01
212579413 | QUEBEC VAIR | NE-T52-PLA12EXT | NE-T52-PLA12INT | 12.5 | 23.1 | 9.3 | No | N/A | 3 | 600 | 800 | 150 | 350 | 2025-01-01
215402349 | QUEBEC VAIR | NE-T52-QVAIR3012E | NE-T52-QVAIR3012I | 14 | 25.5 | 10.4 | No | N/A | 4 | 700 | 900 | 150 | 350 | 2025-01-01
215402350 | QUEBEC VAIR | NE-T52-QVAIR3018E | NE-T52-QVAIR3018I | 12.5 | 21.5 | 11.3 | No | N/A | 4 | 700 | 900 | 150 | 350 | 2025-01-01
213927609 | QUEBEC VAIR | NE-T53-AEG12EXT | NE-T53-AEG12INT | 14 | 25.5 | 10.4 | No | N/A | 4 | 700 | 900 | 150 | 350 | 2025-01-01
213927610 | QUEBEC VAIR | NE-T53-AEG18EXT | NE-T53-AEG18INT | 12.5 | 21.5 | 11.3 | No | N/A | 4 | 700 | 900 | 150 | 350 | 2025-01-01
213215914 | QUEBEC VAIR | NE-T52-QVAIR12E | NE-T52-QVAIR12I | 12.5 | 23.1 | 9.3 | No | N/A | 3 | 600 | 800 | 150 | 350 | 2025-01-01
213215916 | QUEBEC VAIR | NE-T52-QVAIR18E | NE-T52-QVAIR18I | 13.5 | 23.7 | 10.3 | No | N/A | 4 | 700 | 900 | 150 | 350 | 2025-01-01
214609234 | Quilt | QO1-M2Z18-NC-NA | QI1-M09-N-NA | 14.5 | 25 | 12 | Yes | Both | 4 | 700 | 900 | 150 | 350 | 2025-01-01
206188244 | QUUL | R.Q.MOU48 | R.Q.MUE48 | 9.3 | 17.8 | 9 | No | N/A | 3 | 600 | 800 | 150 | 350 | 2025-01-01
205887063 | QUUL | R.Q.OS12.OUT | R.Q.OS12 | 13.7 | 22.3 | 8.8 | No | N/A | 2 | 500 | 700 | 100 | 300 | 2025-01-01
205887064 | QUUL | R.Q.OS18.OUT | R.Q.OS18 | 13 | 20 | 8.3 | No | N/A | 1 | 400 | 600 | 100 | 300 | 2025-01-01
205887065 | QUUL | R.Q.OS24.OUT | R.Q.OS24 | 13.7 | 19.8 | 9.3 | No | N/A | 3 | 600 | 800 | 150 | 350 | 2025-01-01
205816490 | QUUL | R.Q.MOU36 | R.Q.MUE36 | 8 | 16 | 10 | No | N/A | 4 | 700 | 900 | 150 | 350 | 2025-01-01
10445881 | QUUL | R.Q.AU12.OUT | R.Q.AU12 | 13 | 21.3 | 8.4 | No | N/A | 1 | 400 | 600 | 100 | 300 | 2025-01-01
10445882 | QUUL | R.Q.AU18.OUT | R.Q.AU18 | 13 | 19.9 | 8.1 | No | N/A | 1 | 400 | 600 | 100 | 300 | 2025-01-01
10445886 | QUUL | R.Q.H.MOU36 | R.Q.H.MUE36 | 8 | 16 | 10 | No | N/A | 4 | 700 | 900 | 150 | 350 | 2025-01-01
10445887 | QUUL | R.Q.H.MOU48 | R.Q.H.MUE48 | 9.3 | 17.8 | 9 | No | N/A | 3 | 600 | 800 | 150 | 350 | 2025-01-01
210474669 | QUUL | R.Q.I30.OUT | R.Q.I30 | 12.2 | 21 | 8.2 | No | N/A | 1 | 400 | 600 | 100 | 300 | 2025-01-01
210655376 | Relief Sciences | LANG24OD25-2 |  | 12 | 19 | 9.8 | No | N/A | 3 | 600 | 800 | 150 | 350 | 2025-01-01
210655379 | Relief Sciences | LANG27OD25-3 |  | 11.7 | 21 | 9.2 | No | N/A | 3 | 600 | 800 | 150 | 350 | 2025-01-01
210655382 | Relief Sciences | LANG36OD25-3 |  | 11 | 20 | 9.2 | No | N/A | 3 | 600 | 800 | 150 | 350 | 2025-01-01
212615017 | Relief Sciences | LANG27OD35-3 |  | 11.7 | 20 | 9.5 | No | N/A | 3 | 600 | 800 | 150 | 350 | 2025-01-01
212615015 | Relief Sciences | LANG36OD35-4 |  | 11.7 | 19 | 10 | No | N/A | 4 | 700 | 900 | 150 | 350 | 2025-01-01
212615019 | Relief Sciences | LANG18OD35-2 |  | 12 | 19 | 9.3 | No | N/A | 3 | 600 | 800 | 150 | 350 | 2025-01-01
212615014 | Relief Sciences | LANG36OD35-4 |  | 12.5 | 20 | 9.7 | No | N/A | 3 | 600 | 800 | 150 | 350 | 2025-01-01
212615018 | Relief Sciences | LANG18OD35-2 |  | 12.5 | 20.5 | 9 | No | N/A | 3 | 600 | 800 | 150 | 350 | 2025-01-01
212615016 | Relief Sciences | LANG27OD35-3 |  | 11.8 | 22.6 | 9.8 | No | N/A | 3 | 600 | 800 | 150 | 350 | 2025-01-01
210655381 | Relief Sciences | LANG36OD25-3 |  | 10.6 | 23.1 | 9.6 | No | N/A | 3 | 600 | 800 | 150 | 350 | 2025-01-01
210655375 | Relief Sciences | LANG24OD25-2 |  | 12.5 | 21 | 10.2 | No | N/A | 4 | 700 | 900 | 150 | 350 | 2025-01-01
210655378 | Relief Sciences | LANG27OD25-3 |  | 12.2 | 23.5 | 9.2 | No | N/A | 3 | 600 | 800 | 150 | 350 | 2025-01-01
210655377 | Relief Sciences | LANG24OD25-2 |  | 12.25 | 20 | 10 | No | N/A | 4 | 700 | 900 | 150 | 350 | 2025-01-01
210655380 | Relief Sciences | LANG27OD25-3 |  | 11.95 | 22.25 | 9.2 | No | N/A | 3 | 600 | 800 | 150 | 350 | 2025-01-01
210655383 | Relief Sciences | LANG36OD25-3 |  | 10.8 | 21.55 | 9.4 | No | N/A | 3 | 600 | 800 | 150 | 350 | 2025-01-01
212615020 | Relief Sciences | LANG18OD35-2 |  | 12.25 | 19.75 | 9.15 | No | N/A | 3 | 600 | 800 | 150 | 350 | 2025-01-01
212615021 | Relief Sciences | LANG36OD35-4 |  | 12.1 | 19.5 | 9.85 | No | N/A | 3 | 600 | 800 | 150 | 350 | 2025-01-01
212615022 | Relief Sciences | LANG27OD35-3 |  | 11.75 | 21.3 | 9.65 | No | N/A | 3 | 600 | 800 | 150 | 350 | 2025-01-01
212615012 | Relief Sciences | LANG12OD35-1 | LANG12ID-25 | 13 | 23.1 | 10.5 | No | N/A | 4 | 700 | 900 | 150 | 350 | 2025-01-01
212615013 | Relief Sciences | LANG18OD35-1 | LANG18ID-25 | 13 | 22 | 10.6 | No | N/A | 4 | 700 | 900 | 150 | 350 | 2025-01-01
210655373 | Relief Sciences | LANG09OD25-1 | LANG09ID-25 | 14.7 | 24 | 11.6 | No | N/A | 4 | 700 | 900 | 150 | 350 | 2025-01-01
210655374 | Relief Sciences | LANG12OD25-1 | LANG12ID-25 | 13 | 23.1 | 10.8 | No | N/A | 4 | 700 | 900 | 150 | 350 | 2025-01-01
213968918 | Rethink Rental | DOX230-12HFN1-MS8W | DSAG11B-12HRFN1-MS0W | 10.8 | 21.4 | 9.2 | No | N/A | 3 | 600 | 800 | 150 | 350 | 2025-01-01
213968919 | Rethink Rental | DOX330-18HFN1-MS0W | DSAG11C-18HRDN1-MS0W | 11 | 19.5 | 8.7 | No | N/A | 2 | 500 | 700 | 100 | 300 | 2025-01-01
216016407 | Rethink Rental | SAC9K-3/4TOD | SAC9K-3/4TID | 12.6 | 21.6 | 9.4 | No | N/A | 3 | 600 | 800 | 150 | 350 | 2025-01-01
216016408 | Rethink Rental | SAC12K-1TOD | SAC12K-1TID | 10.8 | 21.3 | 9.2 | No | N/A | 3 | 600 | 800 | 150 | 350 | 2025-01-01
216016409 | Rethink Rental | SAC18K-1.5TOD | SAC18K-1.5TID | 11.5 | 20.2 | 9.1 | No | N/A | 3 | 600 | 800 | 150 | 350 | 2025-01-01
216016410 | Rethink Rental | SAC24K-2TOD | SAC24K-2TID | 9.6 | 18.5 | 9 | No | N/A | 3 | 600 | 800 | 150 | 350 | 2025-01-01
216016411 | Rethink Rental | SAC30K-2.5TOD | SAC30K-2.5TID | 12 | 22.3 | 9 | No | N/A | 3 | 600 | 800 | 150 | 350 | 2025-01-01
216016412 | Rethink Rental | SAC36K-3TOD | SAC36K-3TID | 9.3 | 19.5 | 9.1 | No | N/A | 3 | 600 | 800 | 150 | 350 | 2025-01-01
211044461 | RHEEM | RO2HFZ18AJ1H |  | 12.4 | 19 | 9 | Yes | Both | 3 | 600 | 800 | 150 | 350 | 2025-01-01
211044465 | RHEEM | RO3HFZ24AJ1H |  | 12.1 | 17.8 | 9.2 | Yes | Both | 3 | 600 | 800 | 150 | 350 | 2025-01-01
211044453 | RHEEM | RO3HFZ24AJ2S |  | 10.6 | 16 | 8.5 | No | N/A | 2 | 500 | 700 | 100 | 300 | 2025-01-01
211044457 | RHEEM | RO4HFZ36AJ2S |  | 9 | 17 | 8.2 | No | N/A | 1 | 400 | 600 | 100 | 300 | 2025-01-01
211044449 | RHEEM | RO2HFZ18AJ2S |  | 12.1 | 16.3 | 8.7 | Yes | No | 2 | 500 | 700 | 100 | 300 | 2025-01-01
215792852 | Rheem | FPHMR27A3D |  | 11.5 | 18 | 8.8 | No | N/A | 2 | 500 | 700 | 100 | 300 | 2025-01-01
215792854 | Rheem | FPHMR42A3D |  | 11.35 | 18 | 8.8 | No | N/A | 2 | 500 | 700 | 100 | 300 | 2025-01-01
215792857 | Rheem | FPHMR36A3D |  | 12.85 | 19 | 9 | Yes | Both | 3 | 600 | 800 | 150 | 350 | 2025-01-01
215792849 | Rheem | FPHMR18A3D |  | 12 | 17.5 | 9.4 | Yes | Both | 3 | 600 | 800 | 150 | 350 | 2025-01-01
10595444 | RHEEM | ROMH36AFXZJ |  | 9 | 17 | 8.2 | No | N/A | 1 | 400 | 600 | 100 | 300 | 2025-01-01
10595420 | RHEEM | ROMH18FXZHJ |  | 12.4 | 19 | 9 | No | N/A | 3 | 600 | 800 | 150 | 350 | 2025-01-01
10595426 | RHEEM | ROMH24FXZHJ |  | 12.1 | 17.8 | 9.2 | No | N/A | 3 | 600 | 800 | 150 | 350 | 2025-01-01
10595436 | RHEEM | ROMH18AFXZJ |  | 12.1 | 16.3 | 8.7 | No | N/A | 2 | 500 | 700 | 100 | 300 | 2025-01-01
10595440 | RHEEM | ROMH24AFXZJ |  | 10.6 | 16 | 8.5 | No | N/A | 2 | 500 | 700 | 100 | 300 | 2025-01-01
211044467 | RHEEM | RO5HFZ45AJ2S |  | 9.8 | 18.2 | 8.3 | No | N/A | 1 | 400 | 600 | 100 | 300 | 2025-01-01
211044469 | RHEEM | RO4HFZ36AJ1H |  | 12 | 18 | 8.7 | Yes | Both | 2 | 500 | 700 | 100 | 300 | 2025-01-01
211044463 | RHEEM | RO3HFZ24AJ1H |  | 13.3 | 20 | 10 | Yes | Both | 4 | 700 | 900 | 150 | 350 | 2025-01-01
205049560 | RHEEM | ROMH18AFXZJ |  | 13.5 | 21.5 | 9.6 | No | N/A | 3 | 600 | 800 | 150 | 350 | 2025-01-01
10595430 | RHEEM | ROMH36FXZHJ |  | 13 | 20.5 | 9.5 | No | N/A | 3 | 600 | 800 | 150 | 350 | 2025-01-01
10595424 | RHEEM | ROMH24FXZHJ |  | 13.3 | 20 | 10 | No | N/A | 4 | 700 | 900 | 150 | 350 | 2025-01-01
10595418 | RHEEM | ROMH18FXZHJ |  | 13.5 | 21.5 | 9.6 | No | N/A | 3 | 600 | 800 | 150 | 350 | 2025-01-01
10061718 | RHEEM | ROMH36AFXZJ |  | 10 | 19 | 9 | No | N/A | 3 | 600 | 800 | 150 | 350 | 2025-01-01
10061724 | RHEEM | ROMH45AFXZJ |  | 10.5 | 20 | 9.2 | No | N/A | 3 | 600 | 800 | 150 | 350 | 2025-01-01
10061691 | RHEEM | ROMH24AFXZJ |  | 12.5 | 18.5 | 8.7 | No | N/A | 2 | 500 | 700 | 100 | 300 | 2025-01-01
10061692 | RHEEM | ROMH18AFXZJ |  | 12.5 | 18 | 8.7 | No | N/A | 2 | 500 | 700 | 100 | 300 | 2025-01-01
215792848 | Rheem | FPHMR18A3D |  | 13.3 | 22 | 10 | Yes | Both | 4 | 700 | 900 | 150 | 350 | 2025-01-01
215792851 | Rheem | FPHMR27A3D |  | 12.85 | 23 | 10 | Yes | Both | 4 | 700 | 900 | 150 | 350 | 2025-01-01
215792858 | Rheem | FPHMR36A3D |  | 12.85 | 22 | 10 | Yes | Both | 4 | 700 | 900 | 150 | 350 | 2025-01-01
215792855 | Rheem | FPHMR42A3D |  | 12 | 22 | 9.5 | Yes | Both | 3 | 600 | 800 | 150 | 350 | 2025-01-01
211044447 | RHEEM | RO2HFZ18AJ2S |  | 12.5 | 18 | 8.7 | Yes | No | 2 | 500 | 700 | 100 | 300 | 2025-01-01
211044451 | RHEEM | RO3HFZ24AJ2S |  | 12.5 | 18.5 | 8.7 | Yes | No | 2 | 500 | 700 | 100 | 300 | 2025-01-01
211044459 | RHEEM | RO2HFZ18AJ1H |  | 13.5 | 21.5 | 9.6 | Yes | Both | 3 | 600 | 800 | 150 | 350 | 2025-01-01
211044455 | RHEEM | RO4HFZ36AJ2S |  | 10 | 19 | 9 | No | N/A | 3 | 600 | 800 | 150 | 350 | 2025-01-01
210824759 | RHEEM | RO5HFZ45AJ2S |  | 10.5 | 20 | 9.2 | No | N/A | 3 | 600 | 800 | 150 | 350 | 2025-01-01
210824765 | RHEEM | RO4HFZ36AJ1H |  | 13 | 20.5 | 9.5 | Yes | Both | 3 | 600 | 800 | 150 | 350 | 2025-01-01
215792853 | Rheem | FPHMR27A3D |  | 12.2 | 20.5 | 9.4 | Yes | Both | 3 | 600 | 800 | 150 | 350 | 2025-01-01
215792856 | Rheem | FPHMR42A3D |  | 11.8 | 20 | 9.15 | Yes | Both | 3 | 600 | 800 | 150 | 350 | 2025-01-01
215792859 | Rheem | FPHMR36A3D |  | 12.85 | 20.5 | 9.5 | Yes | Both | 3 | 600 | 800 | 150 | 350 | 2025-01-01
215792850 | Rheem | FPHMR18A3D |  | 12.65 | 19.75 | 9.7 | Yes | Both | 3 | 600 | 800 | 150 | 350 | 2025-01-01
217176172 | RHEEM | RP1748HJVXA | RHMVZ4821SNAUAJ | 8.2 | 16.2 | 9.2 | No | N/A | 3 | 600 | 800 | 150 | 350 | 2025-01-01
217107002 | Rheem | FPHFR36A3D | FPHSD36A3D | 11.7 | 18.5 | 9 | Yes | Both | 3 | 600 | 800 | 150 | 350 | 2025-01-01
217107003 | Rheem | FPHFR48A3D | FPHSD48A3D | 10.7 | 19.5 | 9.5 | Yes | Yes | 3 | 600 | 800 | 150 | 350 | 2025-01-01
217107004 | Rheem | FPHFR36A3D | FPHSC36A3D | 12 | 19.5 | 9.5 | Yes | Both | 3 | 600 | 800 | 150 | 350 | 2025-01-01
217107005 | Rheem | FPHFR48A3D | FPHSC48A3D | 12 | 20 | 9.5 | Yes | Both | 3 | 600 | 800 | 150 | 350 | 2025-01-01
217101929 | Rheem | FPHFR09A3D | FPHFD09A3D | 11.7 | 19.5 | 9.5 | Yes | Both | 3 | 600 | 800 | 150 | 350 | 2025-01-01
217101930 | Rheem | FPHFR12A3D | FPHFD12A3D | 11.7 | 19.5 | 9.5 | Yes | Both | 3 | 600 | 800 | 150 | 350 | 2025-01-01
217101931 | Rheem | FPHFR09A3D | FPHFC09A3D | 12 | 20 | 9.5 | Yes | Both | 3 | 600 | 800 | 150 | 350 | 2025-01-01
217101932 | Rheem | FPHFR12A3D | FPHFC12A3D | 12 | 20 | 9.5 | Yes | Both | 3 | 600 | 800 | 150 | 350 | 2025-01-01
217101933 | Rheem | FPHFR18A3D | FPHFC18A3D | 12 | 20 | 10 | Yes | Both | 4 | 700 | 900 | 150 | 350 | 2025-01-01
217101934 | Rheem | FPHFR24A3D | FPHFC24A3D | 12 | 20 | 10.5 | Yes | Both | 4 | 700 | 900 | 150 | 350 | 2025-01-01
217101935 | Rheem | FPHFR18A3D | FPHFD18A3D | 11.7 | 19 | 9 | Yes | Both | 3 | 600 | 800 | 150 | 350 | 2025-01-01
217101936 | Rheem | FPHFR24A3D | FPHFD24A3D | 11.7 | 19 | 9.5 | Yes | Both | 3 | 600 | 800 | 150 | 350 | 2025-01-01
207590031 | RHEEM | ROSH30VGSN | RIDH30AXCJ | 10 | 15.6 | 9.1 | No | N/A | 2 | 500 | 700 | 100 | 300 | 2025-01-01
207590033 | RHEEM | ROSH36VGSN | RIDH36AXCJ | 9.2 | 16 | 8.9 | No | N/A | 2 | 500 | 700 | 100 | 300 | 2025-01-01
207590035 | RHEEM | ROSH42VGSN | RIDH42AXCJ | 10.7 | 17.3 | 9.8 | No | N/A | 3 | 600 | 800 | 150 | 350 | 2025-01-01
207590037 | RHEEM | ROSH48VGSN | RIDH48AXCJ | 9.8 | 16.4 | 9 | No | N/A | 3 | 600 | 800 | 150 | 350 | 2025-01-01
207131760 | RHEEM | ROSH09BFWJ | RIWH09BVFJ | 14.3 | 26.5 | 11.5 | No | N/A | 4 | 700 | 900 | 150 | 350 | 2025-01-01
207131762 | RHEEM | ROSH12BFWJ | RIWH12BVFJ | 12.5 | 23 | 11.1 | No | N/A | 4 | 700 | 900 | 150 | 350 | 2025-01-01
206309261 | RHEEM | ROSH48VGSN | RICH48AXCJ | 10.1 | 18.2 | 9 | No | N/A | 3 | 600 | 800 | 150 | 350 | 2025-01-01
202244046 | RHEEM | ROSH18VGSN | RICH18AXCJ | 13.4 | 22 | 10.5 | No | N/A | 4 | 700 | 900 | 150 | 350 | 2025-01-01
202244731 | RHEEM | ROSH24VGSN | RICH24AXCJ | 12.8 | 20.8 | 10.1 | No | N/A | 4 | 700 | 900 | 150 | 350 | 2025-01-01
202245032 | RHEEM | ROSH30VGSN | RICH30AXCJ | 11.7 | 18.7 | 10.4 | No | N/A | 4 | 700 | 900 | 150 | 350 | 2025-01-01
202245794 | RHEEM | ROSH36VGSN | RICH36AXCJ | 10 | 18 | 9.7 | No | N/A | 3 | 600 | 800 | 150 | 350 | 2025-01-01
202245810 | RHEEM | ROSH42VGSN | RICH42AXCJ | 11.3 | 19 | 9.8 | No | N/A | 3 | 600 | 800 | 150 | 350 | 2025-01-01
10595377 | RHEEM | ROSH18AHXHJ | RIWH18AVFJ | 13.3 | 20 | 10 | No | N/A | 4 | 700 | 900 | 150 | 350 | 2025-01-01
10595379 | RHEEM | ROSH24AHXHJ | RIWH24AVFJ | 12.5 | 19.5 | 10.5 | No | N/A | 4 | 700 | 900 | 150 | 350 | 2025-01-01
10595381 | RHEEM | ROSH30AHXHJ | RIWH30AVFJ | 12.5 | 18.7 | 10 | No | N/A | 4 | 700 | 900 | 150 | 350 | 2025-01-01
10595383 | RHEEM | ROSH09AFFHJ | RIFH09AVFJ | 16 | 26 | 11.6 | No | N/A | 4 | 700 | 900 | 150 | 350 | 2025-01-01
10595386 | RHEEM | ROSH12AFFHJ | RIFH12AVFJ | 13.1 | 22.7 | 11 | No | N/A | 4 | 700 | 900 | 150 | 350 | 2025-01-01
10595389 | RHEEM | ROSH15AFFHJ | RIFH15AVFJ | 12.5 | 20.3 | 10.5 | No | N/A | 4 | 700 | 900 | 150 | 350 | 2025-01-01
10595392 | RHEEM | ROSH09AFFJ | RIFH09AVFJ | 16 | 26 | 11.8 | No | N/A | 4 | 700 | 900 | 150 | 350 | 2025-01-01
10595394 | RHEEM | ROSH12AFFJ | RIFH12AVFJ | 13.1 | 22.7 | 11.2 | No | N/A | 4 | 700 | 900 | 150 | 350 | 2025-01-01
10595396 | RHEEM | ROSH15AFFJ | RIFH15AVFJ | 12.5 | 20.3 | 10.7 | No | N/A | 4 | 700 | 900 | 150 | 350 | 2025-01-01
10061695 | RHEEM | ROSH09AVSA | RIWH09AVSA | 10.8 | 16 | 9 | No | N/A | 3 | 600 | 800 | 150 | 350 | 2025-01-01
10061697 | RHEEM | ROSH12AVSA | RIWH12AVSA | 10 | 16 | 9 | No | N/A | 3 | 600 | 800 | 150 | 350 | 2025-01-01
215792225 | Rheem | FSHSR09B1C | FAHSW09A1C | 12.5 | 20 | 9 | Yes | No | 3 | 600 | 800 | 150 | 350 | 2025-01-01
215792226 | Rheem | FSHSR12B1C | FAHSW12A1C | 10.2 | 18 | 8.5 | No | N/A | 2 | 500 | 700 | 100 | 300 | 2025-01-01
215792227 | Rheem | FSHSR18B3D | FAHFW18A3D | 11.95 | 21 | 9.8 | No | N/A | 3 | 600 | 800 | 150 | 350 | 2025-01-01
215792228 | Rheem | FSHSR24B3D | FAHFW24A3D | 10.6 | 19.5 | 8.5 | No | N/A | 2 | 500 | 700 | 100 | 300 | 2025-01-01
215792229 | Rheem | FSHSR36B3D | FAHSW36A3D | 9.45 | 20 | 8.4 | No | N/A | 1 | 400 | 600 | 100 | 300 | 2025-01-01
215792230 | Rheem | FPHSR09A1C | FAHSW09A1C | 14.05 | 23 | 10 | No | N/A | 4 | 700 | 900 | 150 | 350 | 2025-01-01
215792231 | Rheem | FPHSR12A1C | FAHSW12A1C | 12.25 | 22 | 9.5 | Yes | Both | 3 | 600 | 800 | 150 | 350 | 2025-01-01
215792232 | Rheem | FPHSR09A3D | FAHFW09A3D | 13.65 | 25 | 11 | Yes | Both | 4 | 700 | 900 | 150 | 350 | 2025-01-01
215792233 | Rheem | FPHSR12A3D | FAHFW12A3D | 12.25 | 23 | 10 | Yes | Both | 4 | 700 | 900 | 150 | 350 | 2025-01-01
215792234 | Rheem | FPHSR18A3D | FAHFW18A3D | 12.95 | 21 | 10 | No | N/A | 4 | 700 | 900 | 150 | 350 | 2025-01-01
215792235 | Rheem | FPHSR24A3D | FAHFW24A3D | 12.25 | 22.5 | 9.5 | Yes | Both | 3 | 600 | 800 | 150 | 350 | 2025-01-01
207590027 | RHEEM | ROSH18VGSN | RIDH18AXCJ | 11.9 | 16.7 | 9.3 | No | N/A | 3 | 600 | 800 | 150 | 350 | 2025-01-01
207590029 | RHEEM | ROSH24VGSN | RIDH24AXCJ | 11.7 | 16 | 9.5 | No | N/A | 3 | 600 | 800 | 150 | 350 | 2025-01-01
213259620 | RHEEM | RP1736HJVXA | RHMVZ3621MNAUNJ | 10.7 | 17.1 | 8.8 | No | N/A | 2 | 500 | 700 | 100 | 300 | 2025-01-01
211781740 | RHEEM | RO1HHZ24AJ8S | RIMHHZ24AJ8S | 11.7 | 18.5 | 10 | Yes | Both | 4 | 700 | 900 | 150 | 350 | 2025-01-01
211781741 | RHEEM | RO1HHZ30AJ8S | RIMHHZ30AJ8S | 10.4 | 18.5 | 10 | No | N/A | 4 | 700 | 900 | 150 | 350 | 2025-01-01
211781742 | RHEEM | RO1HHZ36AJ8S | RIMHHZ36AJ8S | 9.6 | 18 | 9.8 | No | N/A | 3 | 600 | 800 | 150 | 350 | 2025-01-01
211781743 | RHEEM | RO1HHZ18AJ8S | RIGHHZ18AJ8S | 13 | 23.5 | 11.2 | Yes | Both | 4 | 700 | 900 | 150 | 350 | 2025-01-01
211781744 | RHEEM | RO1HHZ24AJ8S | RIGHHZ24AJ8S | 12.6 | 23 | 11 | Yes | Both | 4 | 700 | 900 | 150 | 350 | 2025-01-01
211781745 | RHEEM | RO1HHZ30AJ8S | RIGHHZ30AJ8S | 11.7 | 21.5 | 10.6 | Yes | Both | 4 | 700 | 900 | 150 | 350 | 2025-01-01
211781746 | RHEEM | RO1HHZ36AJ8S | RIGHHZ36AJ8S | 10 | 20.5 | 10.2 | No | N/A | 4 | 700 | 900 | 150 | 350 | 2025-01-01
211781747 | RHEEM | RO1HHZ18AJ8S | RISHHZ18AJ8S | 12.5 | 22.5 | 10.6 | Yes | Both | 4 | 700 | 900 | 150 | 350 | 2025-01-01
211781748 | RHEEM | RO1HHZ24AJ8S | RISHHZ24AJ8S | 12.3 | 21.5 | 10.5 | Yes | Both | 4 | 700 | 900 | 150 | 350 | 2025-01-01
211781749 | RHEEM | RO1HHZ30AJ8S | RISHHZ30AJ8S | 10.8 | 20 | 10.5 | No | N/A | 4 | 700 | 900 | 150 | 350 | 2025-01-01
211781750 | RHEEM | RO1HHZ36AJ8S | RISHHZ36AJ8S | 9.6 | 19.5 | 10 | No | N/A | 4 | 700 | 900 | 150 | 350 | 2025-01-01
211781751 | RHEEM | RD16AZ24AJVUA | RHMVZ2421MNAUNJ | 11.7 | 18.8 | 10 | Yes | Both | 4 | 700 | 900 | 150 | 350 | 2025-01-01
211781752 | RHEEM | RD16AZ30AJVUA | RHMVZ3021SNAUNJ | 10 | 18.5 | 9.5 | No | N/A | 3 | 600 | 800 | 150 | 350 | 2025-01-01
211781753 | RHEEM | RD16AZ30AJHUA | RHMVZ3021SNAUNJ | 11.7 | 18.8 | 9.7 | Yes | Both | 3 | 600 | 800 | 150 | 350 | 2025-01-01
211781754 | RHEEM | RD16AZ36AJHUA | RHMVZ3621MNAUAJ | 11 | 17.1 | 10.4 | No | N/A | 4 | 700 | 900 | 150 | 350 | 2025-01-01
211781755 | RHEEM | RD16AZ48AJHUA | RHMVZ4821SNAUAJ | 8.8 | 16.6 | 10 | No | N/A | 4 | 700 | 900 | 150 | 350 | 2025-01-01
211781739 | RHEEM | RO1HHZ18AJ8S | RIMHHZ18AJ8S | 11.7 | 18.6 | 10 | Yes | Both | 4 | 700 | 900 | 150 | 350 | 2025-01-01
211174338 | RHEEM | RGWI-CW09H1AT-01 | RGWI-EW09H1AT-01 | 11.3 | 19.5 | 8.6 | No | N/A | 2 | 500 | 700 | 100 | 300 | 2025-01-01
211174339 | RHEEM | RGWI-CW09H2AT-01 | RGWI-EW09H2AT-01 | 11.3 | 19.5 | 8.8 | No | N/A | 2 | 500 | 700 | 100 | 300 | 2025-01-01
211174340 | RHEEM | RGWI-CW12H1AT-01 | RGWI-EW12H1AT-01 | 8.7 | 17.5 | 8.5 | No | N/A | 2 | 500 | 700 | 100 | 300 | 2025-01-01
211174341 | RHEEM | RGWI-CW12H2AT-01 | RGWI-EW12H2AT-01 | 8.7 | 17.5 | 8.5 | No | N/A | 2 | 500 | 700 | 100 | 300 | 2025-01-01
211174342 | RHEEM | RGWI-CW18H2AT-01 | RGWI-EW18H2AT-01 | 10.05 | 17.5 | 8.5 | No | N/A | 2 | 500 | 700 | 100 | 300 | 2025-01-01
211174343 | RHEEM | RGWI-CW24H2AT-01 | RGWI-EW24H2AT-01 | 11.6 | 18 | 8.5 | No | N/A | 2 | 500 | 700 | 100 | 300 | 2025-01-01
211174344 | RHEEM | RGWI-CW30H2AT-01 | RGWI-EW30H2AT-01 | 11.25 | 20 | 8.5 | No | N/A | 2 | 500 | 700 | 100 | 300 | 2025-01-01
211174345 | RHEEM | RGWI-CW36H2AT-01 | RGWI-EW36H2AT-01 | 10.5 | 20 | 8.5 | No | N/A | 2 | 500 | 700 | 100 | 300 | 2025-01-01
213216531 | RHEEM | RP1724HJVXA | RHMVZ2421MNAUNJ | 11.7 | 17.6 | 9.2 | No | N/A | 3 | 600 | 800 | 150 | 350 | 2025-01-01
213216532 | RHEEM | RP1730HJVXA | RHMVZ3021SNAUNJ | 9.9 | 17.2 | 9.1 | No | N/A | 3 | 600 | 800 | 150 | 350 | 2025-01-01
210839352 | RHEEM | RP1724HJVXA | RICH24AXCJ | 12.8 | 20.8 | 10.1 | No | N/A | 4 | 700 | 900 | 150 | 350 | 2025-01-01
210824705 | RHEEM | RO1HHZ09AJ8S | RICHHZ09AJ8S | 13.6 | 23.5 | 11.8 | Yes | Both | 4 | 700 | 900 | 150 | 350 | 2025-01-01
210824712 | RHEEM | RO1HHZ12AJ8S | RICHHZ12AJ8S | 12.8 | 23 | 11.3 | Yes | Both | 4 | 700 | 900 | 150 | 350 | 2025-01-01
210824718 | RHEEM | RO1HHZ18AJ8S | RICHHZ18AJ8S | 12.5 | 21.5 | 11.2 | Yes | Both | 4 | 700 | 900 | 150 | 350 | 2025-01-01
210824722 | RHEEM | RO1HHZ12AJ8S | RIMHHZ12AJ8S | 12.5 | 19.1 | 10.5 | Yes | Both | 4 | 700 | 900 | 150 | 350 | 2025-01-01
210824726 | RHEEM | RO1HGZ42AJ8S | RIMHGZ42AJ8S | 10.7 | 17.3 | 9.8 | No | N/A | 3 | 600 | 800 | 150 | 350 | 2025-01-01
210824732 | RHEEM | RO1HGZ48AJ8S | RIMHGZ48AJ8S | 9.8 | 16.4 | 9 | No | N/A | 3 | 600 | 800 | 150 | 350 | 2025-01-01
210824738 | RHEEM | RO1HGZ42AJ8S | RIGHGZ42AJ8S | 11.3 | 19 | 9.8 | No | N/A | 3 | 600 | 800 | 150 | 350 | 2025-01-01
210824743 | RHEEM | RO1HGZ48AJ8S | RIGHGZ48AJ8S | 10.1 | 18.2 | 9 | No | N/A | 3 | 600 | 800 | 150 | 350 | 2025-01-01
210824748 | RHEEM | RD16AZ36AJVUA | RHMVZ3621MNAUAJ | 10.7 | 17.1 | 8.8 | No | N/A | 2 | 500 | 700 | 100 | 300 | 2025-01-01
210824753 | RHEEM | RD16AZ48AJVUA | RHMVZ4821SNAUAJ | 8.2 | 16.2 | 9.2 | No | N/A | 3 | 600 | 800 | 150 | 350 | 2025-01-01
210368072 | RHEEM | RO1HFZ09AA3S | RIWHFZ09AA3S | 10.8 | 16 | 9 | No | N/A | 3 | 600 | 800 | 150 | 350 | 2025-01-01
210368074 | RHEEM | RO1HFZ12AA3S | RIWHFZ12AA3S | 10 | 16 | 9 | No | N/A | 3 | 600 | 800 | 150 | 350 | 2025-01-01
210368076 | RHEEM | RO1HFZ09AJ2S | RIFHFZ09AJ2S | 16 | 26 | 11.8 | Yes | Both | 4 | 700 | 900 | 150 | 350 | 2025-01-01
210368078 | RHEEM | RO1HFZ12AJ2S | RIFHFZ12AJ2S | 13.1 | 22.7 | 11.2 | Yes | Both | 4 | 700 | 900 | 150 | 350 | 2025-01-01
210368080 | RHEEM | RO1HFZ15AJ2S | RIFHFZ15AJ2S | 12.5 | 20.3 | 10.7 | Yes | Both | 4 | 700 | 900 | 150 | 350 | 2025-01-01
210368082 | RHEEM | RO1HFZ09AJ2H | RIFHFZ09AJ2S | 16 | 26 | 11.6 | Yes | Both | 4 | 700 | 900 | 150 | 350 | 2025-01-01
210368084 | RHEEM | RO1HFZ12AJ2H | RIFHFZ12AJ2S | 13.1 | 22.7 | 11 | Yes | Both | 4 | 700 | 900 | 150 | 350 | 2025-01-01
210368086 | RHEEM | RO1HFZ15AJ2H | RIFHFZ15AJ2S | 12.5 | 20.3 | 10.5 | Yes | Both | 4 | 700 | 900 | 150 | 350 | 2025-01-01
210368088 | RHEEM | RO1HFZ18AJ2H | RIWHFZ18AJ2S | 13.3 | 20 | 10 | Yes | Both | 4 | 700 | 900 | 150 | 350 | 2025-01-01
210368090 | RHEEM | RO1HFZ24AJ2H | RIWHFZ24AJ2S | 12.5 | 19.5 | 10.5 | Yes | Both | 4 | 700 | 900 | 150 | 350 | 2025-01-01
210368092 | RHEEM | RO1HFZ30AJ2H | RIWHFZ30AJ2S | 12.5 | 18.7 | 10 | Yes | Both | 4 | 700 | 900 | 150 | 350 | 2025-01-01
210368094 | RHEEM | RO1HHZ09AJ2H | RIWHHZ09AJ2S | 15.4 | 26.5 | 12.3 | Yes | Both | 4 | 700 | 900 | 150 | 350 | 2025-01-01
210368096 | RHEEM | RO1HHZ12AJ2H | RIWHHZ12AJ2S | 12.5 | 23 | 11.2 | Yes | No | 4 | 700 | 900 | 150 | 350 | 2025-01-01
210368098 | RHEEM | RO1HGZ09AJ1S | RIWHGZ09AJ1S | 18 | 33.1 | 13.4 | Yes | Both | 4 | 700 | 900 | 150 | 350 | 2025-01-01
210368100 | RHEEM | RO1HGZ09AJ1H | RIWHGZ09AJ1S | 18 | 33.1 | 13.3 | Yes | Both | 4 | 700 | 900 | 150 | 350 | 2025-01-01
210368102 | RHEEM | RO1HGZ12AJ1S | RIWHGZ12AJ1S | 15.2 | 29.4 | 12.9 | Yes | Both | 4 | 700 | 900 | 150 | 350 | 2025-01-01
210368104 | RHEEM | RO1HGZ12AJ1H | RIWHGZ12AJ1S | 15.2 | 29.4 | 12.7 | Yes | Both | 4 | 700 | 900 | 150 | 350 | 2025-01-01
210368106 | RHEEM | RO1HGZ15AJ1S | RIWHGZ15AJ1S | 13.9 | 25.3 | 12.8 | Yes | Both | 4 | 700 | 900 | 150 | 350 | 2025-01-01
210368108 | RHEEM | RO1HGZ15AJ1H | RIWHGZ15AJ1S | 13.9 | 25.3 | 12.7 | Yes | Both | 4 | 700 | 900 | 150 | 350 | 2025-01-01
210368110 | RHEEM | RO1HHZ12AJ3S | RIWHHZ12AJ3S | 11 | 20 | 10.5 | No | N/A | 4 | 700 | 900 | 150 | 350 | 2025-01-01
210368112 | RHEEM | RO1HHZ09AJ3S | RIWHHZ09AJ3S | 12.5 | 20 | 10.5 | Yes | No | 4 | 700 | 900 | 150 | 350 | 2025-01-01
210368114 | RHEEM | RO1HHZ18AJ2S | RIWHHZ18AJ2S | 13 | 21.1 | 11.5 | Yes | Both | 4 | 700 | 900 | 150 | 350 | 2025-01-01
210368116 | RHEEM | RO1HHZ24AJ2S | RIWHHZ24AJ2S | 12.5 | 22.5 | 11.4 | Yes | Both | 4 | 700 | 900 | 150 | 350 | 2025-01-01
210368118 | RHEEM | RO1HHZ18AJ3S | RIWHHZ18AJ3S | 12 | 20 | 10.5 | No | N/A | 4 | 700 | 900 | 150 | 350 | 2025-01-01
210368120 | RHEEM | RO1HHZ24AJ3S | RIWHHZ24AJ3S | 9.2 | 19 | 9.8 | No | N/A | 3 | 600 | 800 | 150 | 350 | 2025-01-01
210368122 | RHEEM | RO1HHZ30AJ3S | RIWHHZ30AJ3S | 9.8 | 18 | 9.8 | No | N/A | 3 | 600 | 800 | 150 | 350 | 2025-01-01
210368124 | RHEEM | RO1HHZ36AJ3S | RIWHHZ36AJ3S | 8.1 | 18 | 9.6 | No | N/A | 3 | 600 | 800 | 150 | 350 | 2025-01-01
210368126 | RHEEM | RO1HHZ09AJ2S | RIWHHZ09AJ2S | 14.3 | 26.5 | 12.6 | Yes | Both | 4 | 700 | 900 | 150 | 350 | 2025-01-01
210368128 | RHEEM | RO1HHZ12AJ2S | RIWHHZ12AJ2S | 12.5 | 23 | 11.1 | Yes | No | 4 | 700 | 900 | 150 | 350 | 2025-01-01
217154242 | Rovsun | TD-09D2HRH/DVO |  | 12.5 | 20.5 | 9.5 | Yes | Both | 3 | 600 | 800 | 150 | 350 | 2025-01-01
217154243 | Rovsun | TD-12D2HRH/DVO |  | 11.7 | 18.5 | 8.5 | Yes | Both | 2 | 500 | 700 | 100 | 300 | 2025-01-01
217154244 | Rovsun | TD-18D2HRH/DVO |  | 11.7 | 21 | 8.1 | Yes | Both | 1 | 400 | 600 | 100 | 300 | 2025-01-01
217154245 | Rovsun | TC-12CHRH/DVO |  | 11.7 | 18.5 | 8.5 | Yes | Both | 2 | 500 | 700 | 100 | 300 | 2025-01-01
217154246 | Rovsun | TC-24CHRH/DVO |  | 11.7 | 19 | 9.5 | Yes | Both | 3 | 600 | 800 | 150 | 350 | 2025-01-01
217154247 | Rovsun | TC-09CHRH/DVO-D |  | 12.5 | 20.5 | 9.5 | Yes | Both | 3 | 600 | 800 | 150 | 350 | 2025-01-01
217154248 | Rovsun | TC-12CHRH/DVO-D |  | 11.7 | 18.5 | 8.5 | Yes | Both | 2 | 500 | 700 | 100 | 300 | 2025-01-01
216020714 | Rovsun | TMSC-18HA2/I2XI20B-O |  | 13 | 24 | 10 | No | N/A | 4 | 700 | 900 | 150 | 350 | 2025-01-01
216020715 | Rovsun | TMSC-27HA2/I2XI19B-O |  | 12 | 24 | 10 | No | N/A | 4 | 700 | 900 | 150 | 350 | 2025-01-01
216020716 | Rovsun | TMSC-36HA2/I2XI19B-O |  | 12 | 22.5 | 9.5 | No | N/A | 3 | 600 | 800 | 150 | 350 | 2025-01-01
216410095 | Rovsun | TMSC-18HA2/I2XI20B-O* |  | 13 | 24 | 10 | No | N/A | 4 | 700 | 900 | 150 | 350 | 2025-01-01
216410096 | Rovsun | TMSC-27HA2/I2XI19B-O* |  | 12 | 24 | 10 | No | N/A | 4 | 700 | 900 | 150 | 350 | 2025-01-01
216410097 | Rovsun | TMSC-36HA2/I2XI19B-O* |  | 12 | 22.5 | 9.5 | No | N/A | 3 | 600 | 800 | 150 | 350 | 2025-01-01
213927367 | Rovsun | TMSC-18HA2/I2XI20-O |  | 11 | 20 | 8.5 | No | N/A | 2 | 500 | 700 | 100 | 300 | 2025-01-01
213927368 | Rovsun | TMSC-27HA2/I2XI19-O |  | 10 | 19 | 8.5 | No | N/A | 2 | 500 | 700 | 100 | 300 | 2025-01-01
217154002 | Rovsun | TMSC-09HA2/I2XI19B-O* | TMSC-09HA2/I2XI19B-I | 12 | 20 | 10 | No | N/A | 4 | 700 | 900 | 150 | 350 | 2025-01-01
217154003 | Rovsun | TMSC-12HA2/I2XI19B-O* | TMSC-12HA2/I2XI19B-I | 11.2 | 23 | 9.5 | No | N/A | 3 | 600 | 800 | 150 | 350 | 2025-01-01
217154004 | Rovsun | TMSC-18HA2/I2XI19B-O* | TMSC-18HA2/I2XI19B-I | 11 | 21 | 9.5 | No | N/A | 3 | 600 | 800 | 150 | 350 | 2025-01-01
217154005 | Rovsun | TSC-09HA2/I3XI23B-O* | TSC-09HA2/I3XI23B-O | 13 | 24 | 10 | Yes | Both | 4 | 700 | 900 | 150 | 350 | 2025-01-01
217154006 | Rovsun | TSC-24HA2/I3XI21B-O* | TSC-24HA2/I3XI21B-O | 12 | 23 | 9.5 | Yes | Both | 3 | 600 | 800 | 150 | 350 | 2025-01-01
217154249 | Rovsun | TCF-18ZHRH/DVO | TCF-18ZHRH/DVI | 11.7 | 20.5 | 9 | Yes | Both | 3 | 600 | 800 | 150 | 350 | 2025-01-01
217154250 | Rovsun | TCF-24ZHRH/DVO | TCF-24ZHRH/DVI | 11.7 | 20 | 9.5 | Yes | Both | 3 | 600 | 800 | 150 | 350 | 2025-01-01
216020702 | Rovsun | TSC-09HA1/I2XI20B-O | TSC-09HA1/I2XI20B-I | 11.7 | 19 | 9.5 | No | N/A | 3 | 600 | 800 | 150 | 350 | 2025-01-01
216020703 | Rovsun | TSC-12HA1/I2XI20B-O | TSC-12HA1/I2XI20B-I | 10.5 | 20.5 | 9.5 | No | N/A | 3 | 600 | 800 | 150 | 350 | 2025-01-01
216020704 | Rovsun | TSC-12HA2/I2XI19B-O | TSC-12HA2/I2XI19B-I | 11.2 | 23 | 9.5 | No | N/A | 3 | 600 | 800 | 150 | 350 | 2025-01-01
216020705 | Rovsun | TSC-18HA2/I2XI19B-O | TSC-18HA2/I2XI19B-I | 11 | 21 | 9.5 | No | N/A | 3 | 600 | 800 | 150 | 350 | 2025-01-01
216020706 | Rovsun | TSC-24HA2/I2XI18B-O | TSC-24HA2/I2XI18B-I | 11 | 21 | 9.5 | No | N/A | 3 | 600 | 800 | 150 | 350 | 2025-01-01
216020707 | Rovsun | TAC-12CHSA/*1I-X17R-O | TAC-12CHSA/*1I-X17R-I | 9.5 | 17 | 9.5 | No | N/A | 3 | 600 | 800 | 150 | 350 | 2025-01-01
216020708 | Rovsun | TAC-12CHSA/*2I-X17R-O | TAC-12CHSA/*2I-X17R-I | 9.5 | 17 | 8.3 | No | N/A | 1 | 400 | 600 | 100 | 300 | 2025-01-01
216020709 | Rovsun | TAC-18CHSA/*2I-X17R-O | TAC-18CHSA/*2I-X17R-I | 9.5 | 17 | 8.5 | No | N/A | 2 | 500 | 700 | 100 | 300 | 2025-01-01
216020710 | Rovsun | TSC-09HA1/I3XI22B-O | TSC-09HA1/I3XI22B-I | 13 | 24 | 10 | Yes | Both | 4 | 700 | 900 | 150 | 350 | 2025-01-01
216020711 | Rovsun | TSC-12HA1/I3XI22B-O | TSC-12HA1/I3XI22B-I | 13 | 23 | 10 | Yes | Both | 4 | 700 | 900 | 150 | 350 | 2025-01-01
216020712 | Rovsun | TSC-12HA2/I3XI23B-O | TSC-12HA2/I3XI23B-I | 13 | 24 | 10 | Yes | Both | 4 | 700 | 900 | 150 | 350 | 2025-01-01
216020713 | Rovsun | TSC-18HA2/I3XI21B-O | TSC-18HA2/I3XI21B-I | 12.5 | 23 | 9.5 | Yes | Both | 3 | 600 | 800 | 150 | 350 | 2025-01-01
216410083 | Rovsun | TSC-09HA1/I2XI20B-O* | TSC-09HA1/I2XI20B-I | 11.7 | 19 | 9.5 | No | N/A | 3 | 600 | 800 | 150 | 350 | 2025-01-01
216410084 | Rovsun | TSC-12HA1/I2XI20B-O* | TSC-12HA1/I2XI20B-I | 10.5 | 20.5 | 9.5 | No | N/A | 3 | 600 | 800 | 150 | 350 | 2025-01-01
216410085 | Rovsun | TSC-12HA2/I2XI19B-O* | TSC-12HA2/I2XI19B-I | 11.2 | 23 | 9.5 | No | N/A | 3 | 600 | 800 | 150 | 350 | 2025-01-01
216410086 | Rovsun | TSC-18HA2/I2XI19B-O* | TSC-18HA2/I2XI19B-I | 11 | 21 | 9.5 | No | N/A | 3 | 600 | 800 | 150 | 350 | 2025-01-01
216410087 | Rovsun | TSC-24HA2/I2XI18B-O* | TSC-24HA2/I2XI18B-I | 11 | 21 | 9.5 | No | N/A | 3 | 600 | 800 | 150 | 350 | 2025-01-01
216410088 | Rovsun | TAC-12CHSA/*1I-X17R-O* | TAC-12CHSA/*1I-X17R-I | 9.5 | 17 | 9.5 | No | N/A | 3 | 600 | 800 | 150 | 350 | 2025-01-01
216410089 | Rovsun | TAC-12CHSA/*2I-X17R-O* | TAC-12CHSA/*2I-X17R-I | 9.5 | 17 | 8.3 | No | N/A | 1 | 400 | 600 | 100 | 300 | 2025-01-01
216410090 | Rovsun | TAC-18CHSA/*2I-X17R-O* | TAC-18CHSA/*2I-X17R-I | 9.5 | 17 | 8.5 | No | N/A | 2 | 500 | 700 | 100 | 300 | 2025-01-01
216410091 | Rovsun | TSC-09HA1/I3XI22B-O* | TSC-09HA1/I3XI22B-I | 13 | 24 | 10 | Yes | Both | 4 | 700 | 900 | 150 | 350 | 2025-01-01
216410092 | Rovsun | TSC-12HA1/I3XI22B-O* | TSC-12HA1/I3XI22B-I | 13 | 23 | 10 | Yes | Both | 4 | 700 | 900 | 150 | 350 | 2025-01-01
216410093 | Rovsun | TSC-12HA2/I3XI23B-O* | TSC-12HA2/I3XI23B-I | 13 | 24 | 10 | Yes | Both | 4 | 700 | 900 | 150 | 350 | 2025-01-01
216410094 | Rovsun | TSC-18HA2/I3XI21B-O* | TSC-18HA2/I3XI21B-I | 12.5 | 23 | 9.5 | Yes | Both | 3 | 600 | 800 | 150 | 350 | 2025-01-01
213927359 | Rovsun | TAC-18CHSA/*2I-X17-O | TAC-18CHSA/*2I-X17-I | 8.5 | 17 | 8.5 | No | N/A | 2 | 500 | 700 | 100 | 300 | 2025-01-01
213927360 | Rovsun | TSC-09HA1/I3XI22-O | TSC-09HA1/I3XI22-I | 12.5 | 23 | 9 | Yes | Both | 3 | 600 | 800 | 150 | 350 | 2025-01-01
213927361 | Rovsun | TSC-12HA1/I3XI22-O | TSC-12HA1/I3XI22-I | 12.5 | 22 | 9 | Yes | Both | 3 | 600 | 800 | 150 | 350 | 2025-01-01
213927362 | Rovsun | TSC-12HA2/I3XI23-O | TSC-12HA2/I3XI23-I | 13 | 23 | 9.5 | Yes | Both | 3 | 600 | 800 | 150 | 350 | 2025-01-01
213927363 | Rovsun | TSC-18HA2/I3XI21-O | TSC-18HA2/I3XI21-I | 13 | 22 | 9 | Yes | No | 3 | 600 | 800 | 150 | 350 | 2025-01-01
213927364 | Rovsun | TMSC-09HA2/I2XI19-O | TMSC-09HA2/I2XI19-I | 10 | 19 | 8.5 | No | N/A | 2 | 500 | 700 | 100 | 300 | 2025-01-01
213927365 | Rovsun | TMSC-12HA2/I2XI19-O | TMSC-12HA2/I2XI19-I | 10 | 19 | 8.5 | No | N/A | 2 | 500 | 700 | 100 | 300 | 2025-01-01
213927366 | Rovsun | TMSC-18HA2/I2XI19-O | TMSC-18HA2/I2XI19-I | 9.4 | 19 | 8.5 | No | N/A | 2 | 500 | 700 | 100 | 300 | 2025-01-01
214061909 | ROYAL BEAR | FV-RB-MSCHI-18K220-2 | FV-RB-MSCHI-18K220-1 | 9.4 | 19 | 8.5 | No | N/A | 2 | 500 | 700 | 100 | 300 | 2025-01-01
214061910 | ROYAL BEAR | FV-RB-MSCHI-24K220-2 | FV-RB-MSCHI-24K220-1 | 10 | 19 | 8.5 | No | N/A | 2 | 500 | 700 | 100 | 300 | 2025-01-01
210488274 | RUNTRU | M4THM1918A12N** |  | 12 | 19 | 10 | Yes | No | 4 | 700 | 900 | 150 | 350 | 2025-01-01
210488275 | RUNTRU | M4THM1924A13N** |  | 12.5 | 19 | 10 | Yes | No | 4 | 700 | 900 | 150 | 350 | 2025-01-01
210488276 | RUNTRU | M4THM1930A14N** |  | 12.5 | 19 | 10 | Yes | No | 4 | 700 | 900 | 150 | 350 | 2025-01-01
210488277 | RUNTRU | M4THM1936A14N** |  | 12 | 19 | 10 | Yes | No | 4 | 700 | 900 | 150 | 350 | 2025-01-01
210488278 | RUNTRU | M4THM1942A15N** |  | 12 | 19 | 10 | Yes | No | 4 | 700 | 900 | 150 | 350 | 2025-01-01
210488287 | RUNTRU | M4THM1936A14N** |  | 11.5 | 18.5 | 9 | No | N/A | 3 | 600 | 800 | 150 | 350 | 2025-01-01
210488288 | RUNTRU | M4THM1942A15N** |  | 11.5 | 18.5 | 9 | No | N/A | 3 | 600 | 800 | 150 | 350 | 2025-01-01
210488284 | RUNTRU | M4THM1918A12N** |  | 11.5 | 18.5 | 9 | No | N/A | 3 | 600 | 800 | 150 | 350 | 2025-01-01
210488285 | RUNTRU | M4THM1924A13N** |  | 11.75 | 18.5 | 9 | No | N/A | 3 | 600 | 800 | 150 | 350 | 2025-01-01
210488286 | RUNTRU | M4THM1930A14N** |  | 11.75 | 18.5 | 9 | No | N/A | 3 | 600 | 800 | 150 | 350 | 2025-01-01
208185842 | RUNTRU | M4THS2324A11NAA | M4MHW2324A1N0AA | 13 | 23 | 9.5 | Yes | No | 3 | 600 | 800 | 150 | 350 | 2025-01-01
208130233 | RUNTRU | M4THS1709A11N** | M4MHW1709A1N0** | 10.2 | 17.5 | 8.4 | No | N/A | 1 | 400 | 600 | 100 | 300 | 2025-01-01
208130235 | RUNTRU | M4THS1712A11N** | M4MHW1712A1N0** | 8.7 | 16.5 | 8.5 | No | N/A | 2 | 500 | 700 | 100 | 300 | 2025-01-01
208130237 | RUNTRU | M4THS1718A11N** | M4MHW1718A1N0** | 9.55 | 16 | 8.2 | No | N/A | 1 | 400 | 600 | 100 | 300 | 2025-01-01
208130239 | RUNTRU | M4THS1724A11N** | M4MHW1724A1N0** | 11.6 | 18 | 8.5 | No | N/A | 2 | 500 | 700 | 100 | 300 | 2025-01-01
208120593 | RUNTRU | M4THS2318A11N** | M4MHW2318A1N0** | 13 | 23 | 8.3 | No | N/A | 1 | 400 | 600 | 100 | 300 | 2025-01-01
207642984 | RUNTRU | M4THS2309A11N** | M4MHW2309A1N0** | 14.3 | 23 | 9.5 | Yes | Both | 3 | 600 | 800 | 150 | 350 | 2025-01-01
207642986 | RUNTRU | M4THS2312A11N** | M4MHW2312A1N0** | 12.5 | 23 | 9 | Yes | No | 3 | 600 | 800 | 150 | 350 | 2025-01-01
212586155 | RunTru | M3THS2209A91NA | M3MHW2209A9N0A | 13.5 | 23.5 | 9.5 | Yes | No | 3 | 600 | 800 | 150 | 350 | 2025-01-01
212586156 | RunTru | M3THS2212A91NA | M3MHW2212A9N0A | 13 | 23 | 9.5 | Yes | No | 3 | 600 | 800 | 150 | 350 | 2025-01-01
215385434 | RunTru | M5THS2309A11NAA | M5MHWUN09A1N0AA | 13 | 24 | 10 | Yes | Both | 4 | 700 | 900 | 150 | 350 | 2025-01-01
215385435 | RunTru | M5THS2312A11NAA | M5MHWUN12A1N0AA | 13 | 24 | 10 | Yes | Both | 4 | 700 | 900 | 150 | 350 | 2025-01-01
215385436 | RunTru | M5THS2318A11NAA | M5MHWUN18A1N0AA | 12.5 | 23 | 9.5 | Yes | Both | 3 | 600 | 800 | 150 | 350 | 2025-01-01
215385437 | RunTru | M5THS2324A11NAA | M5MHWUN24A1N0AA | 12 | 23 | 9.5 | Yes | Both | 3 | 600 | 800 | 150 | 350 | 2025-01-01
215385442 | RunTru | M5THS1909A11NAA | M5MHWUN09A1N0AA | 13 | 19 | 10 | No | N/A | 4 | 700 | 900 | 150 | 350 | 2025-01-01
215385443 | RunTru | M5THS1912A11NAA | M5MHWUN12A1N0AA | 13 | 19 | 10 | No | N/A | 4 | 700 | 900 | 150 | 350 | 2025-01-01
215385444 | RunTru | M5THS1918A11NAA | M5MHWUN18A1N0AA | 12.5 | 19 | 9.5 | No | N/A | 3 | 600 | 800 | 150 | 350 | 2025-01-01
215385445 | RunTru | M5THS1924A11NAA | M5MHWUN24A1N0AA | 12 | 19 | 9.5 | No | N/A | 3 | 600 | 800 | 150 | 350 | 2025-01-01
215385446 | RunTru | M5THS1936A11NAA | M5MHW1936A1N0AA | 9 | 19 | 9 | No | N/A | 3 | 600 | 800 | 150 | 350 | 2025-01-01
212365500 | RunTru | M4TVS1709A11NA | M4MVW1709A1N0A | 10 | 17 | 8.5 | No | N/A | 2 | 500 | 700 | 100 | 300 | 2025-01-01
212365501 | RunTru | M4TVS1712A11NA | M4MVW1712A1N0A | 10 | 17 | 8.5 | No | N/A | 2 | 500 | 700 | 100 | 300 | 2025-01-01
212365502 | RunTru | M4TVS1718A11NA | M4MVW1718A1N0A | 9.4 | 17 | 8.5 | No | N/A | 2 | 500 | 700 | 100 | 300 | 2025-01-01
212365503 | RunTru | M4TVS1724A11NA | M4MVW1724A1N0A | 10 | 17 | 8.5 | No | N/A | 2 | 500 | 700 | 100 | 300 | 2025-01-01
211044466 | RUUD | RO3HFZ24AJ1H |  | 12.1 | 17.8 | 9.2 | Yes | Both | 3 | 600 | 800 | 150 | 350 | 2025-01-01
211044470 | RUUD | RO4HFZ36AJ1H |  | 12 | 18 | 8.7 | Yes | Both | 2 | 500 | 700 | 100 | 300 | 2025-01-01
211044454 | RUUD | RO3HFZ24AJ2S |  | 10.6 | 16 | 8.5 | No | N/A | 2 | 500 | 700 | 100 | 300 | 2025-01-01
211044458 | RUUD | RO4HFZ36AJ2S |  | 9 | 17 | 8.2 | No | N/A | 1 | 400 | 600 | 100 | 300 | 2025-01-01
211044450 | RUUD | RO2HFZ18AJ2S |  | 12.1 | 16.3 | 8.7 | Yes | No | 2 | 500 | 700 | 100 | 300 | 2025-01-01
215792861 | Ruud | FPHMR18A3D |  | 12 | 17.5 | 9.4 | Yes | Both | 3 | 600 | 800 | 150 | 350 | 2025-01-01
215792869 | Ruud | FPHMR36A3D |  | 12.85 | 19 | 9 | Yes | Both | 3 | 600 | 800 | 150 | 350 | 2025-01-01
215792864 | Ruud | FPHMR27A3D |  | 11.5 | 18 | 8.8 | Yes | Both | 2 | 500 | 700 | 100 | 300 | 2025-01-01
215792866 | Ruud | FPHMR42A3D |  | 11.35 | 18 | 8.8 | No | N/A | 2 | 500 | 700 | 100 | 300 | 2025-01-01
206221533 | RUUD | ROMH36AFXZJ |  | 9 | 17 | 8.2 | No | N/A | 1 | 400 | 600 | 100 | 300 | 2025-01-01
10595421 | RUUD | UOMH18FXZHJ |  | 12.4 | 19 | 9 | No | N/A | 3 | 600 | 800 | 150 | 350 | 2025-01-01
10595427 | RUUD | UOMH24FXZHJ |  | 12.1 | 17.8 | 9.2 | No | N/A | 3 | 600 | 800 | 150 | 350 | 2025-01-01
10595437 | RUUD | UOMH18AFXZJ |  | 12.1 | 16.3 | 8.7 | No | N/A | 2 | 500 | 700 | 100 | 300 | 2025-01-01
206221521 | RUUD | ROMH18FXZHJ |  | 12.4 | 19 | 9 | No | N/A | 3 | 600 | 800 | 150 | 350 | 2025-01-01
206221531 | RUUD | ROMH24AFXZJ |  | 10.6 | 16 | 8.5 | No | N/A | 2 | 500 | 700 | 100 | 300 | 2025-01-01
206221524 | RUUD | ROMH24FXZHJ |  | 12.1 | 17.8 | 9.2 | No | N/A | 3 | 600 | 800 | 150 | 350 | 2025-01-01
206221529 | RUUD | ROMH18AFXZJ |  | 12.1 | 16.3 | 8.7 | No | N/A | 2 | 500 | 700 | 100 | 300 | 2025-01-01
211044462 | RUUD | RO2HFZ18AJ1H |  | 12.4 | 19 | 9 | Yes | Both | 3 | 600 | 800 | 150 | 350 | 2025-01-01
211044468 | RUUD | RO5HFZ45AJ2S |  | 9.8 | 18.2 | 8.3 | No | N/A | 1 | 400 | 600 | 100 | 300 | 2025-01-01
211044464 | RUUD | RO3HFZ24AJ1H |  | 13.3 | 20 | 10 | Yes | Both | 4 | 700 | 900 | 150 | 350 | 2025-01-01
206221526 | RUUD | ROMH36FXZHJ |  | 13 | 20.5 | 9.5 | No | N/A | 3 | 600 | 800 | 150 | 350 | 2025-01-01
206221520 | RUUD | ROMH18FXZHJ |  | 13.5 | 21.5 | 9.6 | No | N/A | 3 | 600 | 800 | 150 | 350 | 2025-01-01
206221523 | RUUD | ROMH24FXZHJ |  | 13.3 | 20 | 10 | No | N/A | 4 | 700 | 900 | 150 | 350 | 2025-01-01
206221485 | RUUD | ROMH24AFXZJ |  | 12.5 | 18.5 | 8.7 | No | N/A | 2 | 500 | 700 | 100 | 300 | 2025-01-01
206221486 | RUUD | ROMH18AFXZJ |  | 12.5 | 18 | 8.7 | No | N/A | 2 | 500 | 700 | 100 | 300 | 2025-01-01
206221498 | RUUD | ROMH36AFXZJ |  | 10 | 19 | 9 | No | N/A | 3 | 600 | 800 | 150 | 350 | 2025-01-01
206221501 | RUUD | ROMH45AFXZJ |  | 10.5 | 20 | 9.2 | No | N/A | 3 | 600 | 800 | 150 | 350 | 2025-01-01
205049559 | RUUD | UOMH18AFXZJ |  | 13.5 | 21.5 | 9.6 | No | N/A | 3 | 600 | 800 | 150 | 350 | 2025-01-01
10595431 | RUUD | UOMH36FXZHJ |  | 13 | 20.5 | 9.5 | No | N/A | 3 | 600 | 800 | 150 | 350 | 2025-01-01
10595425 | RUUD | UOMH24FXZHJ |  | 13.3 | 20 | 10 | No | N/A | 4 | 700 | 900 | 150 | 350 | 2025-01-01
10595419 | RUUD | UOMH18FXZHJ |  | 13.5 | 21.5 | 9.6 | No | N/A | 3 | 600 | 800 | 150 | 350 | 2025-01-01
10061725 | RUUD | UOMH45AFXZJ |  | 10.5 | 20 | 9.2 | No | N/A | 3 | 600 | 800 | 150 | 350 | 2025-01-01
10061694 | RUUD | UOMH18AFXZJ |  | 12.5 | 18 | 8.7 | No | N/A | 2 | 500 | 700 | 100 | 300 | 2025-01-01
215792863 | Ruud | FPHMR27A3D |  | 12.85 | 23 | 10 | Yes | Both | 4 | 700 | 900 | 150 | 350 | 2025-01-01
215792867 | Ruud | FPHMR42A3D |  | 12 | 22 | 9.5 | Yes | Both | 3 | 600 | 800 | 150 | 350 | 2025-01-01
215792870 | Ruud | FPHMR36A3D |  | 12.85 | 22 | 10 | Yes | Both | 4 | 700 | 900 | 150 | 350 | 2025-01-01
215792860 | Ruud | FPHMR18A3D |  | 13.3 | 22 | 10 | No | N/A | 4 | 700 | 900 | 150 | 350 | 2025-01-01
211044448 | RUUD | RO2HFZ18AJ2S |  | 12.5 | 18 | 8.7 | Yes | No | 2 | 500 | 700 | 100 | 300 | 2025-01-01
211044452 | RUUD | RO3HFZ24AJ2S |  | 12.5 | 18.5 | 8.7 | Yes | No | 2 | 500 | 700 | 100 | 300 | 2025-01-01
211044460 | RUUD | RO2HFZ18AJ1H |  | 13.5 | 21.5 | 9.6 | Yes | Both | 3 | 600 | 800 | 150 | 350 | 2025-01-01
211044456 | RUUD | RO4HFZ36AJ2S |  | 10 | 19 | 9 | No | N/A | 3 | 600 | 800 | 150 | 350 | 2025-01-01
210824761 | RUUD | RO5HFZ45AJ2S |  | 10.5 | 20 | 9.2 | No | N/A | 3 | 600 | 800 | 150 | 350 | 2025-01-01
210824767 | RUUD | RO4HFZ36AJ1H |  | 13 | 20.5 | 9.5 | Yes | Both | 3 | 600 | 800 | 150 | 350 | 2025-01-01
215792862 | Ruud | FPHMR18A3D |  | 12.65 | 19.75 | 9.7 | No | N/A | 3 | 600 | 800 | 150 | 350 | 2025-01-01
215792871 | Ruud | FPHMR36A3D |  | 12.85 | 20.5 | 9.5 | Yes | Both | 3 | 600 | 800 | 150 | 350 | 2025-01-01
215792868 | Ruud | FPHMR42A3D |  | 11.8 | 20 | 9.15 | No | N/A | 3 | 600 | 800 | 150 | 350 | 2025-01-01
215792865 | Ruud | FPHMR27A3D |  | 12.2 | 20.5 | 9.4 | Yes | Both | 3 | 600 | 800 | 150 | 350 | 2025-01-01
217176173 | RUUD | RP1748HJVXA | RHMVZ4821SNAUAJ | 8.2 | 16.2 | 9.2 | No | N/A | 3 | 600 | 800 | 150 | 350 | 2025-01-01
217101966 | Ruud | FPHFR24A3D | FPHFD24A3D | 11.7 | 19 | 9.5 | Yes | Both | 3 | 600 | 800 | 150 | 350 | 2025-01-01
217107006 | Ruud | FPHFR36A3D | FPHSD36A3D | 11.7 | 18.5 | 9 | Yes | Both | 3 | 600 | 800 | 150 | 350 | 2025-01-01
217107007 | Ruud | FPHFR48A3D | FPHSD48A3D | 10.7 | 19.5 | 9.5 | Yes | Yes | 3 | 600 | 800 | 150 | 350 | 2025-01-01
217107008 | Ruud | FPHFR36A3D | FPHSC36A3D | 12 | 19.5 | 9.5 | Yes | Both | 3 | 600 | 800 | 150 | 350 | 2025-01-01
217107009 | Ruud | FPHFR48A3D | FPHSC48A3D | 12 | 20 | 9.5 | Yes | Both | 3 | 600 | 800 | 150 | 350 | 2025-01-01
217101937 | Ruud | FPHFR09A3D | FPHFD09A3D | 11.7 | 19.5 | 9.5 | Yes | Both | 3 | 600 | 800 | 150 | 350 | 2025-01-01
217101938 | Ruud | FPHFR12A3D | FPHFD12A3D | 11.7 | 19.5 | 9.5 | Yes | Both | 3 | 600 | 800 | 150 | 350 | 2025-01-01
217101939 | Ruud | FPHFR09A3D | FPHFC09A3D | 12 | 20 | 9.5 | Yes | Both | 3 | 600 | 800 | 150 | 350 | 2025-01-01
217101940 | Ruud | FPHFR12A3D | FPHFC12A3D | 12 | 20 | 9.5 | Yes | Both | 3 | 600 | 800 | 150 | 350 | 2025-01-01
217101941 | Ruud | FPHFR18A3D | FPHFC18A3D | 12 | 20 | 10 | Yes | Both | 4 | 700 | 900 | 150 | 350 | 2025-01-01
217101942 | Ruud | FPHFR24A3D | FPHFC24A3D | 12 | 20 | 10.5 | Yes | Both | 4 | 700 | 900 | 150 | 350 | 2025-01-01
217101943 | Ruud | FPHFR18A3D | FPHFD18A3D | 11.7 | 19 | 9 | Yes | Both | 3 | 600 | 800 | 150 | 350 | 2025-01-01
210839354 | RUUD | RP1724HJVXA | RICH24AXCJ | 12.8 | 20.8 | 10.1 | No | N/A | 4 | 700 | 900 | 150 | 350 | 2025-01-01
207590030 | RUUD | ROSH24VGSN | RIDH24AXCJ | 11.7 | 16 | 9.5 | No | N/A | 3 | 600 | 800 | 150 | 350 | 2025-01-01
207590032 | RUUD | ROSH30VGSN | RIDH30AXCJ | 10 | 15.6 | 9.1 | No | N/A | 2 | 500 | 700 | 100 | 300 | 2025-01-01
207590034 | RUUD | ROSH36VGSN | RIDH36AXCJ | 9.2 | 16 | 8.9 | No | N/A | 2 | 500 | 700 | 100 | 300 | 2025-01-01
207590036 | RUUD | ROSH42VGSN | RIDH42AXCJ | 10.7 | 17.3 | 9.8 | No | N/A | 3 | 600 | 800 | 150 | 350 | 2025-01-01
207590038 | RUUD | ROSH48VGSN | RIDH48AXCJ | 9.8 | 16.4 | 9 | No | N/A | 3 | 600 | 800 | 150 | 350 | 2025-01-01
207141968 | RUUD | ROSH09BFWJ | UIWH09BVFJ | 14.3 | 26.5 | 11.5 | No | N/A | 4 | 700 | 900 | 150 | 350 | 2025-01-01
207141969 | RUUD | ROSH12BFWJ | UIWH12BVFJ | 12.5 | 23 | 11.1 | No | N/A | 4 | 700 | 900 | 150 | 350 | 2025-01-01
206221538 | RUUD | ROSH18VGSN | RICH18AXCJ | 13.4 | 22 | 10.5 | No | N/A | 4 | 700 | 900 | 150 | 350 | 2025-01-01
206221539 | RUUD | ROSH24VGSN | RICH24AXCJ | 12.8 | 20.8 | 10.1 | No | N/A | 4 | 700 | 900 | 150 | 350 | 2025-01-01
206221540 | RUUD | ROSH30VGSN | RICH30AXCJ | 11.7 | 18.7 | 10.4 | No | N/A | 4 | 700 | 900 | 150 | 350 | 2025-01-01
206221541 | RUUD | ROSH36VGSN | RICH36AXCJ | 10 | 18 | 9.7 | No | N/A | 3 | 600 | 800 | 150 | 350 | 2025-01-01
206221542 | RUUD | ROSH42VGSN | RICH42AXCJ | 11.3 | 19 | 9.8 | No | N/A | 3 | 600 | 800 | 150 | 350 | 2025-01-01
206309260 | RUUD | ROSH48VGSN | RICH48AXCJ | 10.1 | 18.2 | 9 | No | N/A | 3 | 600 | 800 | 150 | 350 | 2025-01-01
206221487 | RUUD | ROSH09AVSA | UIWH09AVSA | 10.8 | 16 | 9 | No | N/A | 3 | 600 | 800 | 150 | 350 | 2025-01-01
206221488 | RUUD | ROSH12AVSA | UIWH12AVSA | 10 | 16 | 9 | No | N/A | 3 | 600 | 800 | 150 | 350 | 2025-01-01
206221505 | RUUD | ROSH18AHXHJ | UIWH18AVFJ | 13.3 | 20 | 10 | No | N/A | 4 | 700 | 900 | 150 | 350 | 2025-01-01
206221506 | RUUD | ROSH24AHXHJ | UIWH24AVFJ | 12.5 | 19.5 | 10.5 | No | N/A | 4 | 700 | 900 | 150 | 350 | 2025-01-01
206221507 | RUUD | ROSH30AHXHJ | UIWH30AVFJ | 12.5 | 18.7 | 10 | No | N/A | 4 | 700 | 900 | 150 | 350 | 2025-01-01
206221508 | RUUD | ROSH09AFFHJ | RIFH09AVFJ | 16 | 26 | 11.6 | No | N/A | 4 | 700 | 900 | 150 | 350 | 2025-01-01
206221509 | RUUD | ROSH12AFFHJ | RIFH12AVFJ | 13.1 | 22.7 | 11 | No | N/A | 4 | 700 | 900 | 150 | 350 | 2025-01-01
206221510 | RUUD | ROSH15AFFHJ | RIFH15AVFJ | 12.5 | 20.3 | 10.5 | No | N/A | 4 | 700 | 900 | 150 | 350 | 2025-01-01
206221511 | RUUD | ROSH09AFFJ | RIFH09AVFJ | 16 | 26 | 11.8 | No | N/A | 4 | 700 | 900 | 150 | 350 | 2025-01-01
206221512 | RUUD | ROSH12AFFJ | RIFH12AVFJ | 13.1 | 22.7 | 11.2 | No | N/A | 4 | 700 | 900 | 150 | 350 | 2025-01-01
206221513 | RUUD | ROSH15AFFJ | RIFH15AVFJ | 12.5 | 20.3 | 10.7 | No | N/A | 4 | 700 | 900 | 150 | 350 | 2025-01-01
202245809 | RUUD | UOSH36VGSN | RICH36AXCJ | 10 | 18 | 9.7 | No | N/A | 3 | 600 | 800 | 150 | 350 | 2025-01-01
202245811 | RUUD | UOSH42VGSN | RICH42AXCJ | 11.3 | 19 | 9.8 | No | N/A | 3 | 600 | 800 | 150 | 350 | 2025-01-01
10595382 | RUUD | UOSH30AHXHJ | UIWH30AVFJ | 12.5 | 18.7 | 10 | No | N/A | 4 | 700 | 900 | 150 | 350 | 2025-01-01
10595387 | RUUD | UOSH12AFFHJ | RIFH12AVFJ | 13.1 | 22.7 | 11 | No | N/A | 4 | 700 | 900 | 150 | 350 | 2025-01-01
10595390 | RUUD | UOSH15AFFHJ | RIFH15AVFJ | 12.5 | 20.3 | 10.5 | No | N/A | 4 | 700 | 900 | 150 | 350 | 2025-01-01
10595395 | RUUD | UOSH12AFFJ | RIFH12AVFJ | 13.1 | 22.7 | 11.2 | No | N/A | 4 | 700 | 900 | 150 | 350 | 2025-01-01
10595397 | RUUD | UOSH15AFFJ | RIFH15AVFJ | 12.5 | 20.3 | 10.7 | No | N/A | 4 | 700 | 900 | 150 | 350 | 2025-01-01
10061696 | RUUD | UOSH09AVSA | UIWH09AVSA | 10.8 | 16 | 9 | No | N/A | 3 | 600 | 800 | 150 | 350 | 2025-01-01
10061698 | RUUD | UOSH12AVSA | UIWH12AVSA | 10 | 16 | 9 | No | N/A | 3 | 600 | 800 | 150 | 350 | 2025-01-01
215792244 | Ruud | FPHSR12A3D | FAHFW12A3D | 12.25 | 23 | 10 | Yes | Both | 4 | 700 | 900 | 150 | 350 | 2025-01-01
215792245 | Ruud | FPHSR18A3D | FAHFW18A3D | 12.95 | 21 | 10 | Yes | Both | 4 | 700 | 900 | 150 | 350 | 2025-01-01
215792246 | Ruud | FPHSR24A3D | FAHFW24A3D | 12.25 | 22.5 | 9.5 | Yes | Both | 3 | 600 | 800 | 150 | 350 | 2025-01-01
215792236 | Ruud | FSHSR09B1C | FAHSW09A1C | 12.5 | 20 | 9 | Yes | No | 3 | 600 | 800 | 150 | 350 | 2025-01-01
215792237 | Ruud | FSHSR12B1C | FAHSW12A1C | 10.2 | 18 | 8.5 | No | N/A | 2 | 500 | 700 | 100 | 300 | 2025-01-01
215792238 | Ruud | FSHSR18B3D | FAHFW18A3D | 11.95 | 21 | 9.8 | Yes | No | 3 | 600 | 800 | 150 | 350 | 2025-01-01
215792239 | Ruud | FSHSR24B3D | FAHFW24A3D | 10.6 | 19.5 | 8.5 | No | N/A | 2 | 500 | 700 | 100 | 300 | 2025-01-01
215792240 | Ruud | FSHSR36B3D | FAHSW36A3D | 9.45 | 20 | 8.4 | No | N/A | 1 | 400 | 600 | 100 | 300 | 2025-01-01
215792241 | Ruud | FPHSR09A1C | FAHSW09A1C | 14.05 | 23 | 10 | Yes | Both | 4 | 700 | 900 | 150 | 350 | 2025-01-01
215792242 | Ruud | FPHSR12A1C | FAHSW12A1C | 12.25 | 22 | 9.5 | Yes | Both | 3 | 600 | 800 | 150 | 350 | 2025-01-01
215792243 | Ruud | FPHSR09A3D | FAHFW09A3D | 13.65 | 25 | 11 | Yes | Both | 4 | 700 | 900 | 150 | 350 | 2025-01-01
207590028 | RUUD | ROSH18VGSN | RIDH18AXCJ | 11.9 | 16.7 | 9.3 | No | N/A | 3 | 600 | 800 | 150 | 350 | 2025-01-01
213259621 | RUUD | RP1736HJVXA | RHMVZ3621MNAUNJ | 10.7 | 17.1 | 8.8 | No | N/A | 2 | 500 | 700 | 100 | 300 | 2025-01-01
211781756 | RUUD | RO1HHZ18AJ8S | RIMHHZ18AJ8S | 11.7 | 18.6 | 10 | Yes | Both | 4 | 700 | 900 | 150 | 350 | 2025-01-01
211781757 | RUUD | RO1HHZ24AJ8S | RIMHHZ24AJ8S | 11.7 | 18.5 | 10 | Yes | Both | 4 | 700 | 900 | 150 | 350 | 2025-01-01
211781758 | RUUD | RO1HHZ30AJ8S | RIMHHZ30AJ8S | 10.4 | 18.5 | 10 | No | N/A | 4 | 700 | 900 | 150 | 350 | 2025-01-01
211781759 | RUUD | RO1HHZ36AJ8S | RIMHHZ36AJ8S | 9.6 | 18 | 9.8 | No | N/A | 3 | 600 | 800 | 150 | 350 | 2025-01-01
211781760 | RUUD | RO1HHZ18AJ8S | RIGHHZ18AJ8S | 13 | 23.5 | 11.2 | Yes | Both | 4 | 700 | 900 | 150 | 350 | 2025-01-01
211781761 | RUUD | RO1HHZ24AJ8S | RIGHHZ24AJ8S | 12.6 | 23 | 11 | Yes | Both | 4 | 700 | 900 | 150 | 350 | 2025-01-01
211781762 | RUUD | RO1HHZ30AJ8S | RIGHHZ30AJ8S | 11.7 | 21.5 | 10.6 | Yes | Both | 4 | 700 | 900 | 150 | 350 | 2025-01-01
211781763 | RUUD | RO1HHZ36AJ8S | RIGHHZ36AJ8S | 10 | 20.5 | 10.2 | No | N/A | 4 | 700 | 900 | 150 | 350 | 2025-01-01
211781764 | RUUD | RO1HHZ18AJ8S | RISHHZ18AJ8S | 12.5 | 22.5 | 10.6 | Yes | Both | 4 | 700 | 900 | 150 | 350 | 2025-01-01
211781765 | RUUD | RO1HHZ24AJ8S | RISHHZ24AJ8S | 12.3 | 21.5 | 10.5 | Yes | Both | 4 | 700 | 900 | 150 | 350 | 2025-01-01
211781766 | RUUD | RO1HHZ30AJ8S | RISHHZ30AJ8S | 10.8 | 20 | 10.5 | No | N/A | 4 | 700 | 900 | 150 | 350 | 2025-01-01
211781767 | RUUD | RO1HHZ36AJ8S | RISHHZ36AJ8S | 9.6 | 19.5 | 10 | No | N/A | 4 | 700 | 900 | 150 | 350 | 2025-01-01
211781768 | RUUD | RD16AZ24AJVUA | RHMVZ2421MNAUNJ | 11.7 | 18.8 | 10 | Yes | Both | 4 | 700 | 900 | 150 | 350 | 2025-01-01
211781769 | RUUD | RD16AZ30AJVUA | RHMVZ3021SNAUNJ | 10 | 18.5 | 9.5 | No | N/A | 3 | 600 | 800 | 150 | 350 | 2025-01-01
211781770 | RUUD | RD16AZ30AJHUA | RHMVZ3021SNAUNJ | 11.7 | 18.8 | 9.7 | Yes | Both | 3 | 600 | 800 | 150 | 350 | 2025-01-01
211781771 | RUUD | RD16AZ36AJHUA | RHMVZ3621MNAUAJ | 11 | 17.1 | 10.4 | No | N/A | 4 | 700 | 900 | 150 | 350 | 2025-01-01
211781772 | RUUD | RD16AZ48AJHUA | RHMVZ4821SNAUAJ | 8.8 | 16.6 | 10 | No | N/A | 4 | 700 | 900 | 150 | 350 | 2025-01-01
213216534 | RUUD | RP1724HJVXA | RHMVZ2421MNAUNJ | 11.7 | 17.6 | 9.2 | No | N/A | 3 | 600 | 800 | 150 | 350 | 2025-01-01
213216535 | RUUD | RP1730HJVXA | RHMVZ3021SNAUNJ | 9.9 | 17.2 | 9.1 | No | N/A | 3 | 600 | 800 | 150 | 350 | 2025-01-01
210824709 | RUUD | RO1HHZ09AJ8S | RICHHZ09AJ8S | 13.6 | 23.5 | 11.8 | Yes | Both | 4 | 700 | 900 | 150 | 350 | 2025-01-01
210824714 | RUUD | RO1HHZ12AJ8S | RICHHZ12AJ8S | 12.8 | 23 | 11.3 | Yes | Both | 4 | 700 | 900 | 150 | 350 | 2025-01-01
210824720 | RUUD | RO1HHZ18AJ8S | RICHHZ18AJ8S | 12.5 | 21.5 | 11.2 | Yes | Both | 4 | 700 | 900 | 150 | 350 | 2025-01-01
210824724 | RUUD | RO1HHZ12AJ8S | RIMHHZ12AJ8S | 12.5 | 19.1 | 10.5 | Yes | Both | 4 | 700 | 900 | 150 | 350 | 2025-01-01
210824729 | RUUD | RO1HGZ42AJ8S | RIMHGZ42AJ8S | 10.7 | 17.3 | 9.8 | No | N/A | 3 | 600 | 800 | 150 | 350 | 2025-01-01
210824734 | RUUD | RO1HGZ48AJ8S | RIMHGZ48AJ8S | 9.8 | 16.4 | 9 | No | N/A | 3 | 600 | 800 | 150 | 350 | 2025-01-01
210824741 | RUUD | RO1HGZ42AJ8S | RIGHGZ42AJ8S | 11.3 | 19 | 9.8 | No | N/A | 3 | 600 | 800 | 150 | 350 | 2025-01-01
210824745 | RUUD | RO1HGZ48AJ8S | RIGHGZ48AJ8S | 10.1 | 18.2 | 9 | No | N/A | 3 | 600 | 800 | 150 | 350 | 2025-01-01
210824751 | RUUD | RD16AZ36AJVUA | RHMVZ3621MNAUAJ | 10.7 | 17.1 | 8.8 | No | N/A | 2 | 500 | 700 | 100 | 300 | 2025-01-01
210824757 | RUUD | RD16AZ48AJVUA | RHMVZ4821SNAUAJ | 8.2 | 16.2 | 9.2 | No | N/A | 3 | 600 | 800 | 150 | 350 | 2025-01-01
210368073 | RUUD | RO1HFZ09AA3S | UIWHFZ09AA3S | 10.8 | 16 | 9 | No | N/A | 3 | 600 | 800 | 150 | 350 | 2025-01-01
210368075 | RUUD | RO1HFZ12AA3S | UIWHFZ12AA3S | 10 | 16 | 9 | No | N/A | 3 | 600 | 800 | 150 | 350 | 2025-01-01
210368077 | RUUD | RO1HFZ09AJ2S | RIFHFZ09AJ2S | 16 | 26 | 11.8 | Yes | Both | 4 | 700 | 900 | 150 | 350 | 2025-01-01
210368079 | RUUD | RO1HFZ12AJ2S | RIFHFZ12AJ2S | 13.1 | 22.7 | 11.2 | Yes | Both | 4 | 700 | 900 | 150 | 350 | 2025-01-01
210368081 | RUUD | RO1HFZ15AJ2S | RIFHFZ15AJ2S | 12.5 | 20.3 | 10.7 | Yes | Both | 4 | 700 | 900 | 150 | 350 | 2025-01-01
210368083 | RUUD | RO1HFZ09AJ2H | RIFHFZ09AJ2S | 16 | 26 | 11.6 | Yes | Both | 4 | 700 | 900 | 150 | 350 | 2025-01-01
210368085 | RUUD | RO1HFZ12AJ2H | RIFHFZ12AJ2S | 13.1 | 22.7 | 11 | Yes | Both | 4 | 700 | 900 | 150 | 350 | 2025-01-01
210368087 | RUUD | RO1HFZ15AJ2H | RIFHFZ15AJ2S | 12.5 | 20.3 | 10.5 | Yes | Both | 4 | 700 | 900 | 150 | 350 | 2025-01-01
210368089 | RUUD | RO1HFZ18AJ2H | UIWHFZ18AJ2S | 13.3 | 20 | 10 | Yes | Both | 4 | 700 | 900 | 150 | 350 | 2025-01-01
210368091 | RUUD | RO1HFZ24AJ2H | UIWHFZ24AJ2S | 12.5 | 19.5 | 10.5 | Yes | Both | 4 | 700 | 900 | 150 | 350 | 2025-01-01
210368093 | RUUD | RO1HFZ30AJ2H | UIWHFZ30AJ2S | 12.5 | 18.7 | 10 | Yes | Both | 4 | 700 | 900 | 150 | 350 | 2025-01-01
210368095 | RUUD | RO1HHZ09AJ2H | UIWHHZ09AJ2S | 15.4 | 26.5 | 12.3 | Yes | Both | 4 | 700 | 900 | 150 | 350 | 2025-01-01
210368097 | RUUD | RO1HHZ12AJ2H | UIWHHZ12AJ2S | 12.5 | 23 | 11.2 | Yes | No | 4 | 700 | 900 | 150 | 350 | 2025-01-01
210368099 | RUUD | RO1HGZ09AJ1S | UIWHGZ09AJ1S | 18 | 33.1 | 13.4 | Yes | Both | 4 | 700 | 900 | 150 | 350 | 2025-01-01
210368101 | RUUD | RO1HGZ09AJ1H | UIWHGZ09AJ1S | 18 | 33.1 | 13.3 | Yes | Both | 4 | 700 | 900 | 150 | 350 | 2025-01-01
210368103 | RUUD | RO1HGZ12AJ1S | UIWHGZ12AJ1S | 15.2 | 29.4 | 12.9 | Yes | Both | 4 | 700 | 900 | 150 | 350 | 2025-01-01
210368105 | RUUD | RO1HGZ12AJ1H | UIWHGZ12AJ1S | 15.2 | 29.4 | 12.7 | Yes | Both | 4 | 700 | 900 | 150 | 350 | 2025-01-01
210368107 | RUUD | RO1HGZ15AJ1S | UIWHGZ15AJ1S | 13.9 | 25.3 | 12.8 | Yes | Both | 4 | 700 | 900 | 150 | 350 | 2025-01-01
210368109 | RUUD | RO1HGZ15AJ1H | UIWHGZ15AJ1S | 13.9 | 25.3 | 12.7 | Yes | Both | 4 | 700 | 900 | 150 | 350 | 2025-01-01
210368111 | RUUD | RO1HHZ12AJ3S | UIWHHZ12AJ3S | 11 | 20 | 10.5 | No | N/A | 4 | 700 | 900 | 150 | 350 | 2025-01-01
210368113 | RUUD | RO1HHZ09AJ3S | UIWHHZ09AJ3S | 12.5 | 20 | 10.5 | Yes | No | 4 | 700 | 900 | 150 | 350 | 2025-01-01
210368115 | RUUD | RO1HHZ18AJ2S | UIWHHZ18AJ2S | 13 | 21.1 | 11.5 | Yes | Both | 4 | 700 | 900 | 150 | 350 | 2025-01-01
210368117 | RUUD | RO1HHZ24AJ2S | UIWHHZ24AJ2S | 12.5 | 22.5 | 11.4 | Yes | Both | 4 | 700 | 900 | 150 | 350 | 2025-01-01
210368119 | RUUD | RO1HHZ18AJ3S | UIWHHZ18AJ3S | 12 | 20 | 10.5 | No | N/A | 4 | 700 | 900 | 150 | 350 | 2025-01-01
210368121 | RUUD | RO1HHZ24AJ3S | UIWHHZ24AJ3S | 9.2 | 19 | 9.8 | No | N/A | 3 | 600 | 800 | 150 | 350 | 2025-01-01
210368123 | RUUD | RO1HHZ30AJ3S | UIWHHZ30AJ3S | 9.8 | 18 | 9.8 | No | N/A | 3 | 600 | 800 | 150 | 350 | 2025-01-01
210368125 | RUUD | RO1HHZ36AJ3S | UIWHHZ36AJ3S | 8.1 | 18 | 9.6 | No | N/A | 3 | 600 | 800 | 150 | 350 | 2025-01-01
210368127 | RUUD | RO1HHZ09AJ2S | UIWHHZ09AJ2S | 14.3 | 26.5 | 12.6 | Yes | Both | 4 | 700 | 900 | 150 | 350 | 2025-01-01
210368129 | RUUD | RO1HHZ12AJ2S | UIWHHZ12AJ2S | 12.5 | 23 | 11.1 | Yes | No | 4 | 700 | 900 | 150 | 350 | 2025-01-01
213362000 | SAMSUNG | AJ036CXS4CH |  | 11 | 18.5 | 8.5 | No | N/A | 2 | 500 | 700 | 100 | 300 | 2025-01-01
213353371 | SAMSUNG | AJ020CXS3CH |  | 13.45 | 20.5 | 9.5 | Yes | Both | 3 | 600 | 800 | 150 | 350 | 2025-01-01
213353372 | SAMSUNG | AJ024CXS4CH |  | 13.5 | 20 | 9.5 | Yes | Both | 3 | 600 | 800 | 150 | 350 | 2025-01-01
213353373 | SAMSUNG | AJ030CXS4CH |  | 13 | 20 | 9.5 | Yes | Both | 3 | 600 | 800 | 150 | 350 | 2025-01-01
216016315 | SAMSUNG | AM060FCMDCG |  | 10 | 16.5 | 9.5 | No | N/A | 3 | 600 | 800 | 150 | 350 | 2025-01-01
216016316 | SAMSUNG | AM060FCMDCG1 |  | 11.7 | 19 | 10.5 | Yes | Both | 4 | 700 | 900 | 150 | 350 | 2025-01-01
216014182 | SAMSUNG | AM036FCMDCG |  | 12 | 19 | 10 | Yes | Both | 4 | 700 | 900 | 150 | 350 | 2025-01-01
216014183 | SAMSUNG | AM048FCMDCG |  | 11.7 | 19 | 10 | Yes | Both | 4 | 700 | 900 | 150 | 350 | 2025-01-01
216372796 | SAMSUNG | AJ048DXJ5CG |  | 11.7 | 20 | 8.6 | Yes | No | 2 | 500 | 700 | 100 | 300 | 2025-01-01
216372797 | SAMSUNG | AJ036DXJ4CG |  | 11.7 | 19 | 8.6 | Yes | No | 2 | 500 | 700 | 100 | 300 | 2025-01-01
216372798 | SAMSUNG | AJ024DXJ3CG |  | 11.7 | 19 | 8.6 | Yes | No | 2 | 500 | 700 | 100 | 300 | 2025-01-01
216372799 | SAMSUNG | AJ020DXJ2CG |  | 11.7 | 18 | 8.6 | Yes | No | 2 | 500 | 700 | 100 | 300 | 2025-01-01
216372800 | SAMSUNG | AJ036DXS4CG |  | 11.7 | 18.5 | 8.5 | Yes | Both | 2 | 500 | 700 | 100 | 300 | 2025-01-01
216372801 | SAMSUNG | AJ030DXS4CG |  | 13 | 20 | 9.5 | Yes | Both | 3 | 600 | 800 | 150 | 350 | 2025-01-01
216372802 | SAMSUNG | AJ024DXS4CG |  | 13.5 | 20 | 9.5 | Yes | Both | 3 | 600 | 800 | 150 | 350 | 2025-01-01
216372803 | SAMSUNG | AJ020DXS3CG |  | 13.45 | 20.5 | 9.5 | Yes | Both | 3 | 600 | 800 | 150 | 350 | 2025-01-01
10147096 | SAMSUNG | AM060MXMDCH |  | 9.9 | 16.5 | 9.5 | Yes | Yes | 3 | 600 | 800 | 150 | 350 | 2025-01-01
202064264 | SAMSUNG | AM036NXMDCR |  | 11.2 | 16.5 | 8.2 | Yes | Yes | 1 | 400 | 600 | 100 | 300 | 2025-01-01
202084065 | SAMSUNG | AM060NXMDCR |  | 9.9 | 16.5 | 9.5 | Yes | Yes | 3 | 600 | 800 | 150 | 350 | 2025-01-01
202083773 | SAMSUNG | AM048NXMDCR |  | 10.2 | 17.2 | 8.8 | Yes | Yes | 2 | 500 | 700 | 100 | 300 | 2025-01-01
202083811 | SAMSUNG | AM053NXMDCR |  | 9.45 | 17.5 | 8.8 | Yes | Yes | 2 | 500 | 700 | 100 | 300 | 2025-01-01
205142812 | SAMSUNG | AM053TXMDCH |  | 9.45 | 17.5 | 8.8 | Yes | Yes | 2 | 500 | 700 | 100 | 300 | 2025-01-01
205230038 | SAMSUNG | AM036TXMDCH |  | 11.2 | 16.5 | 8.2 | Yes | Yes | 1 | 400 | 600 | 100 | 300 | 2025-01-01
205230039 | SAMSUNG | AM048TXMDCH |  | 10.2 | 17.2 | 8.8 | Yes | Yes | 2 | 500 | 700 | 100 | 300 | 2025-01-01
207350069 | SAMSUNG | AJ020BXJ2CH |  | 11.1 | 18 | 8.2 | No | N/A | 1 | 400 | 600 | 100 | 300 | 2025-01-01
207350071 | SAMSUNG | AJ024BXJ3CH |  | 10.1 | 17.5 | 8.2 | No | N/A | 1 | 400 | 600 | 100 | 300 | 2025-01-01
207350072 | SAMSUNG | AJ036BXJ4CH |  | 9.3 | 17.5 | 8.3 | No | N/A | 1 | 400 | 600 | 100 | 300 | 2025-01-01
207350077 | SAMSUNG | AJ048BXJ5CH |  | 8.6 | 16.5 | 8.3 | No | N/A | 1 | 400 | 600 | 100 | 300 | 2025-01-01
207350079 | SAMSUNG | AJ020BXS3CH |  | 11.4 | 17.5 | 8.3 | No | N/A | 1 | 400 | 600 | 100 | 300 | 2025-01-01
207350081 | SAMSUNG | AJ024BXS4CH |  | 10.6 | 17.5 | 8.3 | No | N/A | 1 | 400 | 600 | 100 | 300 | 2025-01-01
207350083 | SAMSUNG | AJ030BXS4CH |  | 10.5 | 17.5 | 8.3 | No | N/A | 1 | 400 | 600 | 100 | 300 | 2025-01-01
207350085 | SAMSUNG | AJ036BXS4CH |  | 11 | 18.5 | 8.3 | No | N/A | 1 | 400 | 600 | 100 | 300 | 2025-01-01
205142809 | SAMSUNG | AM036TXMDCH |  | 12.5 | 22 | 10 | Yes | Both | 4 | 700 | 900 | 150 | 350 | 2025-01-01
207349374 | SAMSUNG | AJ048BXJ5CH |  | 10.5 | 21 | 9 | No | N/A | 3 | 600 | 800 | 150 | 350 | 2025-01-01
207349914 | SAMSUNG | AJ020BXJ2CH |  | 12.7 | 19.5 | 8.6 | Yes | No | 2 | 500 | 700 | 100 | 300 | 2025-01-01
207349915 | SAMSUNG | AJ024BXJ3CH |  | 12.7 | 19.5 | 8.8 | Yes | No | 2 | 500 | 700 | 100 | 300 | 2025-01-01
207349916 | SAMSUNG | AJ036BXJ4CH |  | 12.5 | 21 | 9 | Yes | No | 3 | 600 | 800 | 150 | 350 | 2025-01-01
207349917 | SAMSUNG | AJ020BXS3CH |  | 13.5 | 19 | 9 | Yes | Both | 3 | 600 | 800 | 150 | 350 | 2025-01-01
207349918 | SAMSUNG | AJ024BXS4CH |  | 13 | 20 | 9 | Yes | Both | 3 | 600 | 800 | 150 | 350 | 2025-01-01
207349919 | SAMSUNG | AJ030BXS4CH |  | 12.5 | 20 | 9 | Yes | Both | 3 | 600 | 800 | 150 | 350 | 2025-01-01
207349920 | SAMSUNG | AJ036BXS4CH |  | 12.5 | 21.5 | 9.3 | Yes | Both | 3 | 600 | 800 | 150 | 350 | 2025-01-01
205142810 | SAMSUNG | AM048TXMDCH |  | 11.5 | 20.5 | 10 | Yes | Yes | 4 | 700 | 900 | 150 | 350 | 2025-01-01
205230040 | SAMSUNG | AM053TXMDCH |  | 11.5 | 20 | 10 | Yes | Yes | 4 | 700 | 900 | 150 | 350 | 2025-01-01
202083996 | SAMSUNG | AM060NXMDCR |  | 11.2 | 19 | 9.8 | Yes | Yes | 3 | 600 | 800 | 150 | 350 | 2025-01-01
202083810 | SAMSUNG | AM053NXMDCR |  | 11.5 | 20 | 10 | Yes | Yes | 4 | 700 | 900 | 150 | 350 | 2025-01-01
202098116 | SAMSUNG | AM036NXMDCR |  | 12.5 | 22 | 10 | Yes | Both | 4 | 700 | 900 | 150 | 350 | 2025-01-01
202057118 | SAMSUNG | AM048NXMDCR |  | 11.5 | 20.5 | 10 | Yes | Yes | 4 | 700 | 900 | 150 | 350 | 2025-01-01
10147097 | SAMSUNG | AM060MXMDCH |  | 11.2 | 19 | 9.8 | Yes | Yes | 3 | 600 | 800 | 150 | 350 | 2025-01-01
216032693 | SAMSUNG | AM036FCMDCG |  | 13.5 | 22 | 11 | Yes | Both | 4 | 700 | 900 | 150 | 350 | 2025-01-01
216032694 | SAMSUNG | AM048FCMDCG |  | 12.4 | 21.3 | 10.5 | Yes | Both | 4 | 700 | 900 | 150 | 350 | 2025-01-01
216032695 | SAMSUNG | AM060FCMDCG |  | 12 | 20 | 10.2 | Yes | Both | 4 | 700 | 900 | 150 | 350 | 2025-01-01
216032696 | SAMSUNG | AM060FCMDCG1 |  | 13.8 | 23 | 11 | Yes | Both | 4 | 700 | 900 | 150 | 350 | 2025-01-01
216372790 | SAMSUNG | AJ024DXJ3CG |  | 12.7 | 22.5 | 9.5 | Yes | No | 3 | 600 | 800 | 150 | 350 | 2025-01-01
216372791 | SAMSUNG | AJ020DXJ2CG |  | 12.7 | 20 | 9 | Yes | No | 3 | 600 | 800 | 150 | 350 | 2025-01-01
216372792 | SAMSUNG | AJ036DXS4CG |  | 12.5 | 21.5 | 9.5 | Yes | Both | 3 | 600 | 800 | 150 | 350 | 2025-01-01
216372793 | SAMSUNG | AJ030DXS4CG |  | 13.5 | 22.5 | 10 | Yes | Both | 4 | 700 | 900 | 150 | 350 | 2025-01-01
216372794 | SAMSUNG | AJ024DXS4CG |  | 14.55 | 23 | 10.4 | Yes | Both | 4 | 700 | 900 | 150 | 350 | 2025-01-01
216372795 | SAMSUNG | AJ020DXS3CG |  | 15 | 23 | 10.5 | Yes | Both | 4 | 700 | 900 | 150 | 350 | 2025-01-01
216372788 | SAMSUNG | AJ048DXJ5CG |  | 11.7 | 21 | 9 | Yes | No | 3 | 600 | 800 | 150 | 350 | 2025-01-01
216372789 | SAMSUNG | AJ036DXJ4CG |  | 12.5 | 22.5 | 9.5 | Yes | No | 3 | 600 | 800 | 150 | 350 | 2025-01-01
213353367 | SAMSUNG | AJ020CXS3CH |  | 15 | 23 | 10.5 | Yes | Both | 4 | 700 | 900 | 150 | 350 | 2025-01-01
213353368 | SAMSUNG | AJ024CXS4CH |  | 14.55 | 23 | 10.4 | Yes | Both | 4 | 700 | 900 | 150 | 350 | 2025-01-01
213353369 | SAMSUNG | AJ030CXS4CH |  | 13.5 | 22.5 | 10.4 | Yes | Both | 4 | 700 | 900 | 150 | 350 | 2025-01-01
213353370 | SAMSUNG | AJ036CXS4CH |  | 12.5 | 21.5 | 9.5 | Yes | Both | 3 | 600 | 800 | 150 | 350 | 2025-01-01
213372417 | SAMSUNG | AJ020CXS3CH |  | 14.2 | 21.75 | 10 | Yes | Both | 4 | 700 | 900 | 150 | 350 | 2025-01-01
213372418 | SAMSUNG | AJ024CXS4CH |  | 14 | 21.5 | 9.9 | Yes | Both | 3 | 600 | 800 | 150 | 350 | 2025-01-01
213372419 | SAMSUNG | AJ030CXS4CH |  | 13.2 | 21.25 | 9.9 | Yes | Both | 3 | 600 | 800 | 150 | 350 | 2025-01-01
213372420 | SAMSUNG | AJ036CXS4CH |  | 11.7 | 20 | 9 | Yes | Both | 3 | 600 | 800 | 150 | 350 | 2025-01-01
206918725 | SAMSUNG | AM048NXMDCR |  | 10.85 | 19 | 9.4 | Yes | Yes | 3 | 600 | 800 | 150 | 350 | 2025-01-01
206918726 | SAMSUNG | AM048TXMDCH |  | 10.85 | 19 | 9.4 | Yes | Yes | 3 | 600 | 800 | 150 | 350 | 2025-01-01
206918727 | SAMSUNG | AM053NXMDCR |  | 10.45 | 18.6 | 9.4 | Yes | Yes | 3 | 600 | 800 | 150 | 350 | 2025-01-01
206918728 | SAMSUNG | AM053TXMDCH |  | 10.45 | 18.6 | 9.4 | Yes | Yes | 3 | 600 | 800 | 150 | 350 | 2025-01-01
207698738 | SAMSUNG | AJ048BXJ5CH |  | 9.55 | 18.75 | 8.65 | No | N/A | 2 | 500 | 700 | 100 | 300 | 2025-01-01
216411304 | SAMSUNG | AJ030DXS4CG |  | 13.25 | 21.25 | 9.75 | Yes | Both | 3 | 600 | 800 | 150 | 350 | 2025-01-01
216411172 | SAMSUNG | AJ048DXJ5CG |  | 11.7 | 20.5 | 8.8 | Yes | No | 2 | 500 | 700 | 100 | 300 | 2025-01-01
216411173 | SAMSUNG | AJ036DXJ4CG |  | 12.1 | 20.75 | 9.05 | Yes | No | 3 | 600 | 800 | 150 | 350 | 2025-01-01
216411174 | SAMSUNG | AJ024DXJ3CG |  | 12.2 | 20.75 | 9.05 | Yes | No | 3 | 600 | 800 | 150 | 350 | 2025-01-01
216411175 | SAMSUNG | AJ020DXJ2CG |  | 12.2 | 19 | 8.8 | Yes | No | 2 | 500 | 700 | 100 | 300 | 2025-01-01
216411176 | SAMSUNG | AJ036DXS4CG |  | 12.1 | 20 | 9 | Yes | Both | 3 | 600 | 800 | 150 | 350 | 2025-01-01
216411177 | SAMSUNG | AJ024DXS4CG |  | 14 | 21.5 | 9.95 | Yes | Both | 3 | 600 | 800 | 150 | 350 | 2025-01-01
216411178 | SAMSUNG | AJ020DXS3CG |  | 14.2 | 21.75 | 10 | Yes | Both | 4 | 700 | 900 | 150 | 350 | 2025-01-01
206918723 | SAMSUNG | AM036NXMDCR |  | 11.85 | 19.25 | 9.1 | Yes | Yes | 3 | 600 | 800 | 150 | 350 | 2025-01-01
206918724 | SAMSUNG | AM036TXMDCH |  | 11.85 | 19.25 | 9.1 | Yes | Yes | 3 | 600 | 800 | 150 | 350 | 2025-01-01
206918729 | SAMSUNG | AM060MXMDCH |  | 10.55 | 17.75 | 9.65 | Yes | Yes | 3 | 600 | 800 | 150 | 350 | 2025-01-01
206918730 | SAMSUNG | AM060NXMDCR |  | 10.55 | 17.75 | 9.65 | Yes | Yes | 3 | 600 | 800 | 150 | 350 | 2025-01-01
207350087 | SAMSUNG | AJ020BXJ2CH |  | 11.9 | 18.75 | 8.4 | No | N/A | 1 | 400 | 600 | 100 | 300 | 2025-01-01
207350089 | SAMSUNG | AJ024BXJ3CH |  | 11.4 | 18.5 | 8.5 | No | N/A | 2 | 500 | 700 | 100 | 300 | 2025-01-01
207350090 | SAMSUNG | AJ036BXJ4CH |  | 10.9 | 19.25 | 8.65 | No | N/A | 2 | 500 | 700 | 100 | 300 | 2025-01-01
207350092 | SAMSUNG | AJ020BXS3CH |  | 12.45 | 18.25 | 8.65 | No | N/A | 2 | 500 | 700 | 100 | 300 | 2025-01-01
207350094 | SAMSUNG | AJ024BXS4CH |  | 11.8 | 18.75 | 8.65 | No | N/A | 2 | 500 | 700 | 100 | 300 | 2025-01-01
207350096 | SAMSUNG | AJ030BXS4CH |  | 11.5 | 18.75 | 8.65 | No | N/A | 2 | 500 | 700 | 100 | 300 | 2025-01-01
207350834 | SAMSUNG | AJ036BXS4CH |  | 11.75 | 20 | 8.8 | No | N/A | 2 | 500 | 700 | 100 | 300 | 2025-01-01
216901534 | SAMSUNG | AM048FCMDCG |  | 12.05 | 20.15 | 10.25 | Yes | Both | 4 | 700 | 900 | 150 | 350 | 2025-01-01
216741752 | SAMSUNG | AM036FCMDCG |  | 12.75 | 20.5 | 10.5 | Yes | Both | 4 | 700 | 900 | 150 | 350 | 2025-01-01
216741753 | SAMSUNG | AM060FCMDCG |  | 11 | 18.25 | 9.85 | Yes | Both | 3 | 600 | 800 | 150 | 350 | 2025-01-01
216741754 | SAMSUNG | AM060FCMDCG1 |  | 12.75 | 21 | 10.75 | Yes | Both | 4 | 700 | 900 | 150 | 350 | 2025-01-01
216441725 | SAMSUNG | AC009DXSCCG | AC009DNNDCG | 14 | 22 | 10.6 | Yes | Both | 4 | 700 | 900 | 150 | 350 | 2025-01-01
216441748 | SAMSUNG | AC009DXSCCG | AC009DNJDCG | 12.7 | 21 | 9.7 | Yes | Both | 3 | 600 | 800 | 150 | 350 | 2025-01-01
216441749 | SAMSUNG | AC012DXSCCG | AC012DNJDCG | 12.2 | 21 | 9.5 | Yes | Both | 3 | 600 | 800 | 150 | 350 | 2025-01-01
207465452 | SAMSUNG | AC018BXADCH | AC018BNZDCH | 10.4 | 16.2 | 8.1 | Yes | Yes | 1 | 400 | 600 | 100 | 300 | 2025-01-01
207465453 | SAMSUNG | AC024BXADCH | AC024BN6DCH | 12.7 | 21.5 | 8.9 | Yes | Both | 2 | 500 | 700 | 100 | 300 | 2025-01-01
207465459 | SAMSUNG | AC030BXADCH | AC030BNTDCH | 9.9 | 20 | 8.3 | No | N/A | 1 | 400 | 600 | 100 | 300 | 2025-01-01
207465461 | SAMSUNG | AC036BXADCH | AC036BN6DCH | 11.5 | 20.4 | 8.5 | Yes | Yes | 2 | 500 | 700 | 100 | 300 | 2025-01-01
216741657 | SAMSUNG | AR36DXFUMGMX | AR36DXFUMGMN | 12 | 20 | 9 | Yes | Both | 3 | 600 | 800 | 150 | 350 | 2025-01-01
213288941 | SAMSUNG | AR24CSDAEWKX | AR24CSDADWKN | 12.5 | 20 | 9.5 | Yes | Both | 3 | 600 | 800 | 150 | 350 | 2025-01-01
213288942 | SAMSUNG | AR24CSDADWKX | AR24CSDADWKN | 12.5 | 20 | 9.5 | Yes | Both | 3 | 600 | 800 | 150 | 350 | 2025-01-01
213288943 | SAMSUNG | AR18CSDAEWKX | AR18CSDABWKN | 13.15 | 21 | 9.7 | Yes | Both | 3 | 600 | 800 | 150 | 350 | 2025-01-01
213288945 | SAMSUNG | AR18CSDADWKX | AR18CSDABWKN | 13.15 | 21 | 9.7 | Yes | Both | 3 | 600 | 800 | 150 | 350 | 2025-01-01
207698064 | SAMSUNG | AR36BSHUMGMX | AR36BSHUMGMN | 9.5 | 19.2 | 8.5 | Yes | Yes | 2 | 500 | 700 | 100 | 300 | 2025-01-01
207698065 | SAMSUNG | AC030BXSCCH | AC030BN4DCH | 13.2 | 22.6 | 8.9 | Yes | Both | 2 | 500 | 700 | 100 | 300 | 2025-01-01
207698066 | SAMSUNG | AC030BXSCCH | AC030BNZDCH | 12.5 | 18.5 | 8.6 | Yes | Both | 2 | 500 | 700 | 100 | 300 | 2025-01-01
207698067 | SAMSUNG | AC036BXSCCH | AC036BNZDCH | 11.5 | 18.7 | 8.6 | Yes | Yes | 2 | 500 | 700 | 100 | 300 | 2025-01-01
207698070 | SAMSUNG | AC030BXSCCH | AC030BNHDCH | 12 | 18.7 | 8.6 | Yes | Both | 2 | 500 | 700 | 100 | 300 | 2025-01-01
207698071 | SAMSUNG | AC036BXSCCH | AC036BN4DCH | 13 | 21.6 | 9.1 | Yes | Both | 3 | 600 | 800 | 150 | 350 | 2025-01-01
207698072 | SAMSUNG | AC036BXSCCH | AC036BNHDCH | 12.2 | 19.4 | 8.8 | Yes | Both | 2 | 500 | 700 | 100 | 300 | 2025-01-01
207462387 | SAMSUNG | AC009BXADCH | AC009BNNDCH | 13 | 22 | 9.5 | Yes | Both | 3 | 600 | 800 | 150 | 350 | 2025-01-01
207462388 | SAMSUNG | AC018BXADCH | AC018BN4DCH | 13.8 | 23.6 | 8.5 | Yes | Both | 2 | 500 | 700 | 100 | 300 | 2025-01-01
207462389 | SAMSUNG | AC024BXADCH | AC024BN4DCH | 12.6 | 21 | 8.6 | Yes | Both | 2 | 500 | 700 | 100 | 300 | 2025-01-01
207465435 | SAMSUNG | AC030BXADCH | AC030BN4DCH | 11 | 20.7 | 8.8 | Yes | Yes | 2 | 500 | 700 | 100 | 300 | 2025-01-01
207465436 | SAMSUNG | AC048BXADCH | AC048BN4DCH | 8.3 | 17.8 | 8.6 | Yes | Yes | 2 | 500 | 700 | 100 | 300 | 2025-01-01
207465437 | SAMSUNG | AC009BXADCH | AC009BN1DCH | 13.4 | 22.1 | 8.3 | Yes | No | 1 | 400 | 600 | 100 | 300 | 2025-01-01
207465438 | SAMSUNG | AC009BXADCH | AC009BNHDCH | 12.5 | 18.8 | 8.9 | Yes | Both | 2 | 500 | 700 | 100 | 300 | 2025-01-01
207465439 | SAMSUNG | AC009BXADCH | AC009BNJDCH | 12.5 | 20.4 | 8.2 | Yes | No | 1 | 400 | 600 | 100 | 300 | 2025-01-01
207465446 | SAMSUNG | AC018BXADCH | AC018BN6DCH | 12.3 | 21.5 | 8.7 | Yes | Both | 2 | 500 | 700 | 100 | 300 | 2025-01-01
207465451 | SAMSUNG | AC018BXADCH | AC018BNNDCH | 11 | 19.3 | 8.1 | No | N/A | 1 | 400 | 600 | 100 | 300 | 2025-01-01
207465454 | SAMSUNG | AC024BXADCH | AC024BNADCH | 10.3 | 19.5 | 8.5 | Yes | Yes | 2 | 500 | 700 | 100 | 300 | 2025-01-01
207465458 | SAMSUNG | AC030BXADCH | AC030BNHDCH | 10.3 | 18.2 | 8.4 | Yes | Yes | 1 | 400 | 600 | 100 | 300 | 2025-01-01
207465462 | SAMSUNG | AC036BXADCH | AC036BNHDCH | 10.7 | 19 | 8.4 | Yes | Yes | 1 | 400 | 600 | 100 | 300 | 2025-01-01
207465463 | SAMSUNG | AC036BXADCH | AC036BNTDCH | 9.5 | 19.2 | 8.5 | Yes | Yes | 2 | 500 | 700 | 100 | 300 | 2025-01-01
207465464 | SAMSUNG | AC036BXADCH | AC036BNZDCH | 9.6 | 16.6 | 8.4 | Yes | Yes | 1 | 400 | 600 | 100 | 300 | 2025-01-01
207465465 | SAMSUNG | AC042BXADCH | AC042BN6DCH | 10 | 18.9 | 8.7 | Yes | Yes | 2 | 500 | 700 | 100 | 300 | 2025-01-01
207465466 | SAMSUNG | AC042BXADCH | AC042BNHDCH | 9.2 | 18.1 | 8.4 | Yes | Yes | 1 | 400 | 600 | 100 | 300 | 2025-01-01
207465467 | SAMSUNG | AC042BXADCH | AC042BNZDCH | 9.5 | 17.5 | 8.4 | Yes | Yes | 1 | 400 | 600 | 100 | 300 | 2025-01-01
207465468 | SAMSUNG | AC048BXADCH | AC048BN6DCH | 8.3 | 17.8 | 8.7 | Yes | Yes | 2 | 500 | 700 | 100 | 300 | 2025-01-01
207465469 | SAMSUNG | AC048BXADCH | AC048BNHDCH | 8 | 16.8 | 8.1 | Yes | Yes | 1 | 400 | 600 | 100 | 300 | 2025-01-01
207465470 | SAMSUNG | AC048BXADCH | AC048BNZDCH | 8.8 | 16.7 | 8.1 | Yes | Yes | 1 | 400 | 600 | 100 | 300 | 2025-01-01
207462390 | SAMSUNG | AC036BXADCH | AC036BN4DCH | 11.5 | 20.5 | 8.8 | Yes | Yes | 2 | 500 | 700 | 100 | 300 | 2025-01-01
207462391 | SAMSUNG | AC042BXADCH | AC042BN4DCH | 10 | 19.1 | 8.7 | Yes | Yes | 2 | 500 | 700 | 100 | 300 | 2025-01-01
207465434 | SAMSUNG | AC012BXADCH | AC012BN1DCH | 10.7 | 20 | 8.4 | No | N/A | 1 | 400 | 600 | 100 | 300 | 2025-01-01
216441726 | SAMSUNG | AC018DXSCCG | AC018DNJDCG | 12.2 | 20 | 9.5 | Yes | Both | 3 | 600 | 800 | 150 | 350 | 2025-01-01
216441727 | SAMSUNG | AC018DXSCCG | AC018DNADCG | 12.2 | 20.5 | 9.5 | Yes | Both | 3 | 600 | 800 | 150 | 350 | 2025-01-01
216441728 | SAMSUNG | AC024DXSCCG | AC024DNADCG | 12 | 20 | 9.5 | Yes | Both | 3 | 600 | 800 | 150 | 350 | 2025-01-01
216441729 | SAMSUNG | AC030DXSCCG | AC030DNTDCG | 12.5 | 21 | 9.5 | Yes | Both | 3 | 600 | 800 | 150 | 350 | 2025-01-01
216441730 | SAMSUNG | AC036DXSCCG | AC036DNTDCG | 12 | 20 | 9 | Yes | Both | 3 | 600 | 800 | 150 | 350 | 2025-01-01
216441731 | SAMSUNG | AC018DXSCCG | AC018DNZDCG | 12 | 18 | 8.5 | Yes | Both | 2 | 500 | 700 | 100 | 300 | 2025-01-01
216441732 | SAMSUNG | AC024DXSCCG | AC024DNZDCG | 11.7 | 17.3 | 8.8 | Yes | Both | 2 | 500 | 700 | 100 | 300 | 2025-01-01
216441733 | SAMSUNG | AC030DXSCCG | AC030DNZDCG | 13 | 19 | 9.7 | Yes | Both | 3 | 600 | 800 | 150 | 350 | 2025-01-01
216441734 | SAMSUNG | AC036DXSCCG | AC036DNZDCG | 12 | 18.7 | 9.5 | Yes | Both | 3 | 600 | 800 | 150 | 350 | 2025-01-01
216441735 | SAMSUNG | AC048DXSCCG | AC048DNZDCG | 12 | 18 | 9.5 | Yes | Both | 3 | 600 | 800 | 150 | 350 | 2025-01-01
216441736 | SAMSUNG | AC018DXADCG | AC018DNZDCG | 10 | 16.5 | 8.1 | Yes | Yes | 1 | 400 | 600 | 100 | 300 | 2025-01-01
216441737 | SAMSUNG | AC024DXADCG | AC024DNZDCG | 10.7 | 16.6 | 8.3 | Yes | Yes | 1 | 400 | 600 | 100 | 300 | 2025-01-01
216441738 | SAMSUNG | AC030DXADCG | AC030DNZDCG | 11.5 | 19 | 9.5 | Yes | Yes | 3 | 600 | 800 | 150 | 350 | 2025-01-01
216441739 | SAMSUNG | AC036DXADCG | AC036DNZDCG | 9.5 | 16 | 8.6 | Yes | Yes | 2 | 500 | 700 | 100 | 300 | 2025-01-01
216441740 | SAMSUNG | AC048DXADCG | AC048DNZDCG | 9.6 | 17.5 | 8.8 | Yes | Yes | 2 | 500 | 700 | 100 | 300 | 2025-01-01
216441741 | SAMSUNG | AC009DXSCCG | AC009DN1DCG | 13.8 | 22.1 | 9.5 | Yes | Both | 3 | 600 | 800 | 150 | 350 | 2025-01-01
216441742 | SAMSUNG | AC012DXSCCG | AC012DN1DCG | 12 | 21 | 9.5 | Yes | Both | 3 | 600 | 800 | 150 | 350 | 2025-01-01
216441743 | SAMSUNG | AC009DXSCCG | AC009DNLDCG | 13.5 | 20.1 | 9.6 | Yes | Both | 3 | 600 | 800 | 150 | 350 | 2025-01-01
216441744 | SAMSUNG | AC012DXSCCG | AC012DNLDCG | 11.8 | 19.6 | 9.5 | Yes | Both | 3 | 600 | 800 | 150 | 350 | 2025-01-01
216441745 | SAMSUNG | AC009DXSCCG | AC009DNHDCG | 12.7 | 18.9 | 10 | Yes | Both | 4 | 700 | 900 | 150 | 350 | 2025-01-01
216441746 | SAMSUNG | AC012DXSCCG | AC012DNHDCG | 11.7 | 18.6 | 9.5 | Yes | Both | 3 | 600 | 800 | 150 | 350 | 2025-01-01
216441747 | SAMSUNG | AC012DXSCCG | AC012DNNDCG | 12.6 | 22 | 10.4 | Yes | Both | 4 | 700 | 900 | 150 | 350 | 2025-01-01
215490142 | SAMSUNG | AC018DXADCG | AC018DN4DCG | 13 | 23.8 | 9.3 | Yes | Both | 3 | 600 | 800 | 150 | 350 | 2025-01-01
215490143 | SAMSUNG | AC024DXADCG | AC024DN4DCG | 12 | 21.6 | 9.6 | Yes | Both | 3 | 600 | 800 | 150 | 350 | 2025-01-01
215490144 | SAMSUNG | AC030DXADCG | AC030DN4DCG | 12 | 21.7 | 9.5 | Yes | Both | 3 | 600 | 800 | 150 | 350 | 2025-01-01
215490145 | SAMSUNG | AC036DXADCG | AC036DN4DCG | 11 | 19.5 | 9.2 | Yes | Yes | 3 | 600 | 800 | 150 | 350 | 2025-01-01
215490146 | SAMSUNG | AC048DXADCG | AC048DN4DCG | 9 | 18.5 | 9 | Yes | Yes | 3 | 600 | 800 | 150 | 350 | 2025-01-01
215490147 | SAMSUNG | AC018DXADCG | AC018DNHDCG | 10.5 | 18 | 8.5 | Yes | Yes | 2 | 500 | 700 | 100 | 300 | 2025-01-01
215490148 | SAMSUNG | AC024DXADCG | AC024DNHDCG | 11 | 17.5 | 8.7 | Yes | Yes | 2 | 500 | 700 | 100 | 300 | 2025-01-01
215490149 | SAMSUNG | AC030DXADCG | AC030DNHDCG | 11 | 19 | 9 | Yes | Yes | 3 | 600 | 800 | 150 | 350 | 2025-01-01
215490150 | SAMSUNG | AC036DXADCG | AC036DNHDCG | 9.5 | 17.4 | 8.8 | Yes | Yes | 2 | 500 | 700 | 100 | 300 | 2025-01-01
215490151 | SAMSUNG | AC048DXADCG | AC048DNHDCG | 8.7 | 17.3 | 8.7 | Yes | Yes | 2 | 500 | 700 | 100 | 300 | 2025-01-01
215399291 | SAMSUNG | AR12DXDACWKX | AR12DXDABWKN | 14.1 | 24 | 10.5 | Yes | Both | 4 | 700 | 900 | 150 | 350 | 2025-01-01
215399292 | SAMSUNG | AR09DXDACWKX | AR09DXDABWKN | 16.35 | 25 | 10.5 | Yes | Both | 4 | 700 | 900 | 150 | 350 | 2025-01-01
215399293 | SAMSUNG | AR12DXDABWKX | AR12DXDABWKN | 14.1 | 24 | 10.5 | Yes | Both | 4 | 700 | 900 | 150 | 350 | 2025-01-01
215399294 | SAMSUNG | AR09DXDABWKX | AR09DXDABWKN | 16.35 | 25 | 10.5 | Yes | Both | 4 | 700 | 900 | 150 | 350 | 2025-01-01
215399295 | SAMSUNG | AR12DXFAMWKX | AR12DXKAPWKN | 13.25 | 24 | 9 | Yes | No | 3 | 600 | 800 | 150 | 350 | 2025-01-01
215399296 | SAMSUNG | AR09DXFAMWKX | AR09DXKAPWKN | 15 | 25 | 9 | Yes | No | 3 | 600 | 800 | 150 | 350 | 2025-01-01
215399297 | SAMSUNG | AR12DXFAMWKX | AR12DXFAMWKN | 13.25 | 24 | 9 | Yes | No | 3 | 600 | 800 | 150 | 350 | 2025-01-01
215399298 | SAMSUNG | AR09DXFAMWKX | AR09DXFAMWKN | 15 | 25 | 9 | Yes | No | 3 | 600 | 800 | 150 | 350 | 2025-01-01
215385454 | SAMSUNG | AC030DXSCCG | AC030DN4DCG | 14.4 | 22.8 | 10.7 | Yes | Both | 4 | 700 | 900 | 150 | 350 | 2025-01-01
215385455 | SAMSUNG | AC030DXSCCG | AC030DN6DCG | 13 | 22 | 10.4 | Yes | Both | 4 | 700 | 900 | 150 | 350 | 2025-01-01
215385456 | SAMSUNG | AC030DXSCCG | AC030DNHDCG | 13 | 20 | 10 | Yes | Both | 4 | 700 | 900 | 150 | 350 | 2025-01-01
215385457 | SAMSUNG | AC036DXSCCG | AC036DN4DCG | 13.5 | 22 | 10.6 | Yes | Both | 4 | 700 | 900 | 150 | 350 | 2025-01-01
215385458 | SAMSUNG | AC036DXSCCG | AC036DN6DCG | 12.8 | 21.7 | 10.3 | Yes | Both | 4 | 700 | 900 | 150 | 350 | 2025-01-01
215385459 | SAMSUNG | AC036DXSCCG | AC036DNHDCG | 12.8 | 20 | 9.8 | Yes | Both | 3 | 600 | 800 | 150 | 350 | 2025-01-01
215385460 | SAMSUNG | AC048DXSCCG | AC048DN4DCG | 12.2 | 20 | 10.4 | Yes | Both | 4 | 700 | 900 | 150 | 350 | 2025-01-01
215385461 | SAMSUNG | AC048DXSCCG | AC048DN6DCG | 12 | 18.5 | 10 | Yes | Both | 4 | 700 | 900 | 150 | 350 | 2025-01-01
215386399 | SAMSUNG | AC048DXSCCG | AC048DNHDCG | 11.7 | 18 | 9.5 | Yes | Both | 3 | 600 | 800 | 150 | 350 | 2025-01-01
215351563 | SAMSUNG | AR15DXFAMWKX | AR15DXFAMWKN | 12.95 | 21.5 | 10 | Yes | No | 4 | 700 | 900 | 150 | 350 | 2025-01-01
215351564 | SAMSUNG | AR15DXFAMWKX | AR15DXKAPWKN | 12.95 | 21.5 | 10 | Yes | No | 4 | 700 | 900 | 150 | 350 | 2025-01-01
215220724 | SAMSUNG | AC018DXSCCG | AC018DN4DCG | 14.5 | 23.8 | 9.6 | Yes | Both | 3 | 600 | 800 | 150 | 350 | 2025-01-01
215220725 | SAMSUNG | AC024DXSCCG | AC024DN4DCG | 13 | 22 | 10.2 | Yes | Both | 4 | 700 | 900 | 150 | 350 | 2025-01-01
215220726 | SAMSUNG | AC018DXSCCG | AC018DN1DCG | 12 | 20 | 9.5 | Yes | Both | 3 | 600 | 800 | 150 | 350 | 2025-01-01
215220727 | SAMSUNG | AC018DXSCCG | AC018DN6DCG | 13.5 | 22.5 | 9.5 | Yes | Both | 3 | 600 | 800 | 150 | 350 | 2025-01-01
215220728 | SAMSUNG | AC018DXSCCG | AC018DNHDCG | 12 | 18.3 | 8.9 | Yes | Both | 2 | 500 | 700 | 100 | 300 | 2025-01-01
215220729 | SAMSUNG | AC018DXSCCG | AC018DNNDCG | 12.5 | 20.5 | 9.5 | Yes | Both | 3 | 600 | 800 | 150 | 350 | 2025-01-01
215220730 | SAMSUNG | AC024DXSCCG | AC024DN6DCG | 13.5 | 23 | 9.8 | Yes | Both | 3 | 600 | 800 | 150 | 350 | 2025-01-01
215220731 | SAMSUNG | AC024DXSCCG | AC024DNHDCG | 12 | 18 | 9.5 | Yes | Both | 3 | 600 | 800 | 150 | 350 | 2025-01-01
215220929 | SAMSUNG | AC018DXSCCG | AC018DNLDCG | 11.7 | 17 | 9 | Yes | Both | 3 | 600 | 800 | 150 | 350 | 2025-01-01
215222778 | SAMSUNG | AR15DXDACWKX | AR15DXDABWKN | 14.55 | 23 | 11 | Yes | Both | 4 | 700 | 900 | 150 | 350 | 2025-01-01
215222779 | SAMSUNG | AR15DXDABWKX | AR15DXDABWKN | 14.55 | 23 | 11 | Yes | Both | 4 | 700 | 900 | 150 | 350 | 2025-01-01
215222780 | SAMSUNG | AR18DXFAMWKX | AR18DXFAMWKN | 12.85 | 21.5 | 9 | Yes | No | 3 | 600 | 800 | 150 | 350 | 2025-01-01
215222781 | SAMSUNG | AR18DXFAMWKX | AR18DXKAPWKN | 12.85 | 21.5 | 9 | Yes | No | 3 | 600 | 800 | 150 | 350 | 2025-01-01
215222782 | SAMSUNG | AR24DXDACWKX | AR24DXDABWKN | 12.8 | 20 | 9.5 | Yes | Both | 3 | 600 | 800 | 150 | 350 | 2025-01-01
215222783 | SAMSUNG | AR24DXDABWKX | AR24DXDABWKN | 12.8 | 20 | 9.5 | Yes | Both | 3 | 600 | 800 | 150 | 350 | 2025-01-01
215222786 | SAMSUNG | AR18DXDACWKX | AR18DXDABWKN | 13.2 | 21 | 9.7 | Yes | Both | 3 | 600 | 800 | 150 | 350 | 2025-01-01
215222787 | SAMSUNG | AR18DXDABWKX | AR18DXDABWKN | 13.2 | 21 | 9.7 | Yes | Both | 3 | 600 | 800 | 150 | 350 | 2025-01-01
207465443 | SAMSUNG | AC012BXADCH | AC012BNLDCH | 11.5 | 19 | 9.2 | Yes | Yes | 3 | 600 | 800 | 150 | 350 | 2025-01-01
207465444 | SAMSUNG | AC012BXADCH | AC012BNNDCH | 12.5 | 21.5 | 9.5 | Yes | Both | 3 | 600 | 800 | 150 | 350 | 2025-01-01
207465447 | SAMSUNG | AC018BXADCH | AC018BNADCH | 12 | 20.1 | 8.1 | Yes | No | 1 | 400 | 600 | 100 | 300 | 2025-01-01
207465448 | SAMSUNG | AC018BXADCH | AC018BNHDCH | 12 | 18 | 8.1 | Yes | Both | 1 | 400 | 600 | 100 | 300 | 2025-01-01
207465455 | SAMSUNG | AC024BXADCH | AC024BNHDCH | 12 | 19.5 | 8.4 | Yes | Both | 1 | 400 | 600 | 100 | 300 | 2025-01-01
207465457 | SAMSUNG | AC030BXADCH | AC030BN6DCH | 11 | 20.7 | 8.7 | Yes | Yes | 2 | 500 | 700 | 100 | 300 | 2025-01-01
207465440 | SAMSUNG | AC009BXADCH | AC009BNLDCH | 13.5 | 20 | 9 | Yes | Both | 3 | 600 | 800 | 150 | 350 | 2025-01-01
207465441 | SAMSUNG | AC012BXADCH | AC012BNHDCH | 11.1 | 18.5 | 9.1 | Yes | Yes | 3 | 600 | 800 | 150 | 350 | 2025-01-01
210436264 | SAMSUNG | AR12CSDACWKX | AR12CSDABWKN | 13.5 | 23 | 10.5 | Yes | Both | 4 | 700 | 900 | 150 | 350 | 2025-01-01
210436265 | SAMSUNG | AR15CSDACWKX | AR15CSDABWKN | 14 | 21.5 | 10.8 | Yes | Both | 4 | 700 | 900 | 150 | 350 | 2025-01-01
210436266 | SAMSUNG | AR18CSDACWKX | AR18CSDABWKN | 13 | 21 | 8.5 | Yes | Both | 2 | 500 | 700 | 100 | 300 | 2025-01-01
210436268 | SAMSUNG | AR24CSDACWKX | AR24CSDABWKN | 12.5 | 20 | 9.2 | Yes | Both | 3 | 600 | 800 | 150 | 350 | 2025-01-01
210445757 | SAMSUNG | AR09CSDABWKX | AR09CSDABWKN | 15.5 | 24.5 | 10.5 | Yes | Both | 4 | 700 | 900 | 150 | 350 | 2025-01-01
210445758 | SAMSUNG | AR09CSDACWKX | AR09CSDABWKN | 15.5 | 24.5 | 10.5 | Yes | Both | 4 | 700 | 900 | 150 | 350 | 2025-01-01
210445759 | SAMSUNG | AR12CSDABWKX | AR12CSDABWKN | 13.5 | 23 | 10.5 | Yes | Both | 4 | 700 | 900 | 150 | 350 | 2025-01-01
210445761 | SAMSUNG | AR15CSDABWKX | AR15CSDABWKN | 14 | 21.5 | 10.8 | Yes | Both | 4 | 700 | 900 | 150 | 350 | 2025-01-01
210445762 | SAMSUNG | AR18CSDABWKX | AR18CSDABWKN | 13 | 21 | 8.5 | Yes | Both | 2 | 500 | 700 | 100 | 300 | 2025-01-01
210445766 | SAMSUNG | AR24CSDABWKX | AR24CSDABWKN | 12.5 | 20 | 9.2 | Yes | Both | 3 | 600 | 800 | 150 | 350 | 2025-01-01
210448838 | SAMSUNG | AR09CSFCMWKX | AR09CSKCPWKN | 13 | 20 | 8.3 | Yes | No | 1 | 400 | 600 | 100 | 300 | 2025-01-01
210448839 | SAMSUNG | AR09CSFCMWKX | AR09CSFCMWKN | 13 | 20 | 8.3 | Yes | No | 1 | 400 | 600 | 100 | 300 | 2025-01-01
210448840 | SAMSUNG | AR12CSFCMWKX | AR12CSKCPWKN | 12 | 20 | 8.3 | Yes | No | 1 | 400 | 600 | 100 | 300 | 2025-01-01
210448841 | SAMSUNG | AR12CSFCMWKX | AR12CSFCMWKN | 12 | 20 | 8.3 | Yes | No | 1 | 400 | 600 | 100 | 300 | 2025-01-01
210448842 | SAMSUNG | AR15CSFCMWKX | AR15CSKCPWKN | 12 | 19.3 | 8.3 | Yes | No | 1 | 400 | 600 | 100 | 300 | 2025-01-01
210448843 | SAMSUNG | AR15CSFCMWKX | AR15CSFCMWKN | 12 | 19.3 | 8.3 | Yes | No | 1 | 400 | 600 | 100 | 300 | 2025-01-01
217120283 | Satori | STR-H121S/US1A | STR-H121S/US1A | 13 | 23 | 10 | No | N/A | 4 | 700 | 900 | 150 | 350 | 2025-01-01
217120284 | Satori | STR-H182S/US1A | STR-H182S/US1A | 12.5 | 23 | 9.5 | No | N/A | 3 | 600 | 800 | 150 | 350 | 2025-01-01
217120285 | Satori | STR-H242S/US1A | STR-H242S/US1A | 12 | 23 | 9.5 | No | N/A | 3 | 600 | 800 | 150 | 350 | 2025-01-01
217120286 | Satori | STR-H362S/US1A | STR-H362S/US1A | 9 | 19 | 9 | No | N/A | 3 | 600 | 800 | 150 | 350 | 2025-01-01
215406534 | Satori | STR-H121S/US1 | STR-H121S/US1 | 12.5 | 22 | 9 | No | N/A | 3 | 600 | 800 | 150 | 350 | 2025-01-01
215406535 | Satori | STR-H182S/US1 | STR-H182S/US1 | 13 | 22 | 9 | No | N/A | 3 | 600 | 800 | 150 | 350 | 2025-01-01
215406536 | Satori | STR-H242S/US1 | STR-H242S/US1 | 12.5 | 20 | 9 | No | N/A | 3 | 600 | 800 | 150 | 350 | 2025-01-01
201754568 | Savaire | VOC30H2 | VSC30H2 | 10 | 18.5 | 9 | No | N/A | 3 | 600 | 800 | 150 | 350 | 2025-01-01
10349249 | SEA BREEZE | SMZ30H421ZOGB |  | 11.8 | 20 | 8.6 | No | N/A | 2 | 500 | 700 | 100 | 300 | 2025-01-01
10349244 | SEA BREEZE | SMZ24H421ZOGB |  | 11.8 | 21 | 9 | No | N/A | 3 | 600 | 800 | 150 | 350 | 2025-01-01
10435321 | SEA BREEZE | SMZ18H422ZOGB |  | 12.5 | 21 | 9 | No | N/A | 3 | 600 | 800 | 150 | 350 | 2025-01-01
10349243 | SEA BREEZE | SMZ18H421ZOGB |  | 12.5 | 21 | 9 | No | N/A | 3 | 600 | 800 | 150 | 350 | 2025-01-01
10435324 | SEA BREEZE | SMZ42H421ZOGB |  | 10.4 | 21 | 8.6 | No | N/A | 2 | 500 | 700 | 100 | 300 | 2025-01-01
208650697 | SEA BREEZE | 24H421ZOMI | 24H421ZIMI | 9.5 | 18.5 | 8.6 | No | N/A | 2 | 500 | 700 | 100 | 300 | 2025-01-01
208650698 | SEA BREEZE | 30H421ZOMI | 30H421ZIMI | 12.2 | 21 | 8.2 | Yes | No | 1 | 400 | 600 | 100 | 300 | 2025-01-01
208650692 | SEA BREEZE | 9H421YOMI | 9H421YIMI | 12.5 | 21.5 | 9.1 | Yes | Both | 3 | 600 | 800 | 150 | 350 | 2025-01-01
208650693 | SEA BREEZE | 12H421YOMI | 12H421YIMI | 10.3 | 20.8 | 8.7 | No | N/A | 2 | 500 | 700 | 100 | 300 | 2025-01-01
208650694 | SEA BREEZE | 9H421ZOMI | 9H421ZIMI | 12.6 | 21.7 | 9.4 | Yes | Both | 3 | 600 | 800 | 150 | 350 | 2025-01-01
208650695 | SEA BREEZE | 12H421ZOMI | 12H421ZIMI | 10.8 | 21.4 | 9.2 | No | N/A | 3 | 600 | 800 | 150 | 350 | 2025-01-01
208650696 | SEA BREEZE | 18H421ZOMI | 18H421ZIMI | 11 | 19.5 | 8.7 | Yes | No | 2 | 500 | 700 | 100 | 300 | 2025-01-01
202576822 | SEA BREEZE | 9H49ZOMI | 9H49ZIMI | 11 | 18 | 9.1 | No | N/A | 3 | 600 | 800 | 150 | 350 | 2025-01-01
202576826 | SEA BREEZE | 12H49YOMI | 12H49YIMI | 10.5 | 19 | 8.3 | No | N/A | 1 | 400 | 600 | 100 | 300 | 2025-01-01
202576828 | SEA BREEZE | 18H49ZOMI | 18H49ZIMI | 11 | 18.7 | 8.1 | No | N/A | 1 | 400 | 600 | 100 | 300 | 2025-01-01
202576832 | SEA BREEZE | 9H49YOMI | 9H49YIMI | 11.5 | 18.9 | 8.1 | No | N/A | 1 | 400 | 600 | 100 | 300 | 2025-01-01
216014093 | SEA BREEZE | 9H521YOMI | 9H521YIMI | 12.5 | 21.5 | 9 | Yes | Both | 3 | 600 | 800 | 150 | 350 | 2025-01-01
216014094 | SEA BREEZE | 12H521YOMI | 12H521YIMI | 10 | 21.3 | 8.7 | No | N/A | 2 | 500 | 700 | 100 | 300 | 2025-01-01
216014095 | SEA BREEZE | 18H521ZOMI | 18H521ZIMI | 11.5 | 20.2 | 9.1 | Yes | No | 3 | 600 | 800 | 150 | 350 | 2025-01-01
216014096 | SEA BREEZE | 24H521ZOMI | 24H521ZIMI | 9.6 | 18.5 | 9 | Yes | Yes | 3 | 600 | 800 | 150 | 350 | 2025-01-01
216014145 | SEA BREEZE+ | MZ18H525ZMO |  | 12 | 20 | 10 | Yes | Both | 4 | 700 | 900 | 150 | 350 | 2025-01-01
216014148 | SEA BREEZE+ | MZ27H525ZMO |  | 12 | 21 | 9 | Yes | Both | 3 | 600 | 800 | 150 | 350 | 2025-01-01
216014151 | SEA BREEZE+ | MZ36H525ZMO |  | 11.7 | 20 | 9.2 | Yes | Both | 3 | 600 | 800 | 150 | 350 | 2025-01-01
216014154 | SEA BREEZE+ | MZ48H525ZMO |  | 12 | 20.4 | 10.6 | Yes | Both | 4 | 700 | 900 | 150 | 350 | 2025-01-01
216014157 | SEA BREEZE+ | MZ60H525ZMO |  | 10 | 18 | 9.2 | No | N/A | 3 | 600 | 800 | 150 | 350 | 2025-01-01
216014160 | SEA BREEZE+ | HMZ18H525ZMO |  | 13 | 20 | 10 | Yes | Both | 4 | 700 | 900 | 150 | 350 | 2025-01-01
216014163 | SEA BREEZE+ | HMZ27H525ZMO |  | 12 | 19 | 9.5 | Yes | Both | 3 | 600 | 800 | 150 | 350 | 2025-01-01
216014166 | SEA BREEZE+ | HMZ36H525ZMO |  | 12 | 19.4 | 10.4 | Yes | Both | 4 | 700 | 900 | 150 | 350 | 2025-01-01
216014169 | SEA BREEZE+ | HMZ48H525ZMO |  | 11.7 | 20.4 | 11 | Yes | Both | 4 | 700 | 900 | 150 | 350 | 2025-01-01
216014172 | SEA BREEZE+ | HMZ55H525ZMO |  | 11.7 | 20 | 10.7 | Yes | Both | 4 | 700 | 900 | 150 | 350 | 2025-01-01
208128298 | SEA BREEZE+ | HMZ36H424ZMO |  | 11.7 | 19 | 10 | Yes | No | 4 | 700 | 900 | 150 | 350 | 2025-01-01
208128283 | SEA BREEZE+ | MZ18H424ZMO |  | 12 | 19 | 9.8 | Yes | Both | 3 | 600 | 800 | 150 | 350 | 2025-01-01
208128286 | SEA BREEZE+ | MZ27H424ZMO |  | 12.5 | 21.3 | 9.7 | Yes | Both | 3 | 600 | 800 | 150 | 350 | 2025-01-01
208128289 | SEA BREEZE+ | MZ36H424ZMO |  | 11 | 20 | 9.2 | Yes | No | 3 | 600 | 800 | 150 | 350 | 2025-01-01
208128292 | SEA BREEZE+ | MZ48H424ZMO |  | 10.8 | 20.5 | 9.7 | No | N/A | 3 | 600 | 800 | 150 | 350 | 2025-01-01
208128295 | SEA BREEZE+ | HMZ28H424ZMO |  | 11.7 | 20 | 9.5 | Yes | Both | 3 | 600 | 800 | 150 | 350 | 2025-01-01
208816899 | SEA BREEZE+ | HMZ48H424ZMO |  | 10.5 | 18.8 | 9.3 | Yes | Yes | 3 | 600 | 800 | 150 | 350 | 2025-01-01
208816893 | SEA BREEZE+ | HMZ18H424ZMO |  | 12 | 19 | 9.3 | Yes | Both | 3 | 600 | 800 | 150 | 350 | 2025-01-01
208816896 | SEA BREEZE+ | HMZ24H424ZMO |  | 12 | 19.4 | 9.9 | Yes | Both | 3 | 600 | 800 | 150 | 350 | 2025-01-01
208816895 | SEA BREEZE+ | HMZ24H424ZMO |  | 12.8 | 23.7 | 10.8 | Yes | Both | 4 | 700 | 900 | 150 | 350 | 2025-01-01
208816898 | SEA BREEZE+ | HMZ48H424ZMO |  | 10.5 | 20 | 9.5 | Yes | Yes | 3 | 600 | 800 | 150 | 350 | 2025-01-01
208816892 | SEA BREEZE+ | HMZ18H424ZMO |  | 12.5 | 20.5 | 9 | Yes | Both | 3 | 600 | 800 | 150 | 350 | 2025-01-01
208128294 | SEA BREEZE+ | HMZ28H424ZMO |  | 11.8 | 22.6 | 9.8 | Yes | Both | 3 | 600 | 800 | 150 | 350 | 2025-01-01
208128297 | SEA BREEZE+ | HMZ36H424ZMO |  | 12.5 | 20 | 9.7 | Yes | Both | 3 | 600 | 800 | 150 | 350 | 2025-01-01
208128288 | SEA BREEZE+ | MZ36H424ZMO |  | 10.6 | 23.1 | 9.6 | No | N/A | 3 | 600 | 800 | 150 | 350 | 2025-01-01
208128291 | SEA BREEZE+ | MZ48H424ZMO |  | 11 | 21.1 | 9.5 | Yes | No | 3 | 600 | 800 | 150 | 350 | 2025-01-01
208128282 | SEA BREEZE+ | MZ18H424ZMO |  | 12.5 | 21 | 10.2 | Yes | No | 4 | 700 | 900 | 150 | 350 | 2025-01-01
208128285 | SEA BREEZE+ | MZ27H424ZMO |  | 12.5 | 22.3 | 9.6 | Yes | Both | 3 | 600 | 800 | 150 | 350 | 2025-01-01
216014168 | SEA BREEZE+ | HMZ48H525ZMO |  | 12 | 23 | 11 | Yes | Both | 4 | 700 | 900 | 150 | 350 | 2025-01-01
216014171 | SEA BREEZE+ | HMZ55H525ZMO |  | 12 | 22.2 | 10.5 | Yes | Both | 4 | 700 | 900 | 150 | 350 | 2025-01-01
216014162 | SEA BREEZE+ | HMZ27H525ZMO |  | 12.5 | 23 | 10.5 | Yes | Both | 4 | 700 | 900 | 150 | 350 | 2025-01-01
216014165 | SEA BREEZE+ | HMZ36H525ZMO |  | 13 | 23 | 10.7 | Yes | Both | 4 | 700 | 900 | 150 | 350 | 2025-01-01
216014156 | SEA BREEZE+ | MZ60H525ZMO |  | 10 | 22 | 9.5 | No | N/A | 3 | 600 | 800 | 150 | 350 | 2025-01-01
216014159 | SEA BREEZE+ | HMZ18H525ZMO |  | 15 | 25 | 10.4 | Yes | Both | 4 | 700 | 900 | 150 | 350 | 2025-01-01
216014150 | SEA BREEZE+ | MZ36H525ZMO |  | 12 | 24 | 9.5 | Yes | Both | 3 | 600 | 800 | 150 | 350 | 2025-01-01
216014153 | SEA BREEZE+ | MZ48H525ZMO |  | 12.5 | 24 | 10.3 | Yes | Both | 4 | 700 | 900 | 150 | 350 | 2025-01-01
216014144 | SEA BREEZE+ | MZ18H525ZMO |  | 14 | 25.1 | 9.8 | Yes | Both | 3 | 600 | 800 | 150 | 350 | 2025-01-01
216014147 | SEA BREEZE+ | MZ27H525ZMO |  | 13 | 25 | 9.5 | Yes | Both | 3 | 600 | 800 | 150 | 350 | 2025-01-01
216014146 | SEA BREEZE+ | MZ18H525ZMO |  | 13 | 22.55 | 9.9 | Yes | Both | 3 | 600 | 800 | 150 | 350 | 2025-01-01
216014149 | SEA BREEZE+ | MZ27H525ZMO |  | 12.5 | 23 | 9.25 | Yes | Both | 3 | 600 | 800 | 150 | 350 | 2025-01-01
216014152 | SEA BREEZE+ | MZ36H525ZMO |  | 11.85 | 22 | 9.35 | Yes | Both | 3 | 600 | 800 | 150 | 350 | 2025-01-01
216014161 | SEA BREEZE+ | HMZ18H525ZMO |  | 14 | 22.5 | 10.2 | Yes | Both | 4 | 700 | 900 | 150 | 350 | 2025-01-01
216014158 | SEA BREEZE+ | MZ60H525ZMO |  | 10 | 20 | 9.35 | No | N/A | 3 | 600 | 800 | 150 | 350 | 2025-01-01
216014155 | SEA BREEZE+ | MZ48H525ZMO |  | 12.25 | 22.2 | 10.45 | Yes | Both | 4 | 700 | 900 | 150 | 350 | 2025-01-01
216014164 | SEA BREEZE+ | HMZ27H525ZMO |  | 12.25 | 21 | 10 | Yes | Both | 4 | 700 | 900 | 150 | 350 | 2025-01-01
216014170 | SEA BREEZE+ | HMZ48H525ZMO |  | 11.85 | 21.7 | 11 | Yes | Both | 4 | 700 | 900 | 150 | 350 | 2025-01-01
216014167 | SEA BREEZE+ | HMZ36H525ZMO |  | 12.5 | 21.2 | 10.55 | Yes | Both | 4 | 700 | 900 | 150 | 350 | 2025-01-01
216014173 | SEA BREEZE+ | HMZ55H525ZMO |  | 11.85 | 21.1 | 10.6 | Yes | Both | 4 | 700 | 900 | 150 | 350 | 2025-01-01
208128299 | SEA BREEZE+ | HMZ36H424ZMO |  | 12.1 | 19.5 | 9.85 | Yes | Both | 3 | 600 | 800 | 150 | 350 | 2025-01-01
208128284 | SEA BREEZE+ | MZ18H424ZMO |  | 12.25 | 20 | 10 | Yes | No | 4 | 700 | 900 | 150 | 350 | 2025-01-01
208128287 | SEA BREEZE+ | MZ27H424ZMO |  | 12.5 | 21.8 | 9.65 | Yes | Both | 3 | 600 | 800 | 150 | 350 | 2025-01-01
208128290 | SEA BREEZE+ | MZ36H424ZMO |  | 10.8 | 21.55 | 9.4 | No | N/A | 3 | 600 | 800 | 150 | 350 | 2025-01-01
208128296 | SEA BREEZE+ | HMZ28H424ZMO |  | 11.75 | 21.3 | 9.65 | Yes | Both | 3 | 600 | 800 | 150 | 350 | 2025-01-01
208128293 | SEA BREEZE+ | MZ48H424ZMO |  | 10.9 | 20.8 | 9.6 | No | N/A | 3 | 600 | 800 | 150 | 350 | 2025-01-01
208816900 | SEA BREEZE+ | HMZ48H424ZMO |  | 10.5 | 19.4 | 9.4 | Yes | Yes | 3 | 600 | 800 | 150 | 350 | 2025-01-01
208816894 | SEA BREEZE+ | HMZ18H424ZMO |  | 12.25 | 19.75 | 9.15 | Yes | Both | 3 | 600 | 800 | 150 | 350 | 2025-01-01
208816897 | SEA BREEZE+ | HMZ24H424ZMO |  | 12.4 | 21.55 | 10.35 | Yes | Both | 4 | 700 | 900 | 150 | 350 | 2025-01-01
210404149 | SEA BREEZE+ | SZ9H424ZMO | SCA9H424ZMI | 13 | 22.5 | 11.5 | Yes | Both | 4 | 700 | 900 | 150 | 350 | 2025-01-01
208816889 | SEA BREEZE+ | HSZ9H424ZMO | WM9H424ZMI | 15.8 | 26.4 | 11.6 | Yes | Both | 4 | 700 | 900 | 150 | 350 | 2025-01-01
208816890 | SEA BREEZE+ | HSZ18H424ZMO | WM18H424ZMI | 13 | 22 | 10.6 | Yes | Both | 4 | 700 | 900 | 150 | 350 | 2025-01-01
208816891 | SEA BREEZE+ | HSZ24H424ZMO | WM24H424ZMI | 12.5 | 22.3 | 10.3 | Yes | Both | 4 | 700 | 900 | 150 | 350 | 2025-01-01
208674954 | SEA BREEZE+ | SZ9H424ZMO | WM9H424ZMI | 14.7 | 24 | 11.6 | Yes | Both | 4 | 700 | 900 | 150 | 350 | 2025-01-01
208128263 | SEA BREEZE+ | SZ12H424ZMO | WM12H424ZMI | 13 | 23.1 | 10.8 | Yes | Both | 4 | 700 | 900 | 150 | 350 | 2025-01-01
208128264 | SEA BREEZE+ | SZ18H424ZMO | WM18H424ZMI | 13.5 | 24 | 10.5 | Yes | Both | 4 | 700 | 900 | 150 | 350 | 2025-01-01
208128265 | SEA BREEZE+ | SZ24H424ZMO | WM24H424ZMI | 13 | 21 | 8.5 | Yes | No | 2 | 500 | 700 | 100 | 300 | 2025-01-01
208128266 | SEA BREEZE+ | SZ9H424ZMO | WM6H424ZMI | 15 | 23.5 | 12 | Yes | Both | 4 | 700 | 900 | 150 | 350 | 2025-01-01
208128267 | SEA BREEZE+ | HSZ12H424ZMO | WM12H424ZMI | 13 | 23.1 | 10.5 | Yes | Both | 4 | 700 | 900 | 150 | 350 | 2025-01-01
208128268 | SEA BREEZE+ | HSZ12H424ZMO | CA12H424ZMI | 12.7 | 22.3 | 10.2 | Yes | Both | 4 | 700 | 900 | 150 | 350 | 2025-01-01
208128269 | SEA BREEZE+ | HSZ12H424ZMO | D12H424ZMI | 11.7 | 19.5 | 10 | Yes | Both | 4 | 700 | 900 | 150 | 350 | 2025-01-01
208128270 | SEA BREEZE+ | SZ9H424ZMO | CA9H424ZMI | 13 | 20 | 10 | Yes | Both | 4 | 700 | 900 | 150 | 350 | 2025-01-01
208128271 | SEA BREEZE+ | SZ12H424ZMO | CA12H424ZMI | 14 | 22.7 | 10 | Yes | No | 4 | 700 | 900 | 150 | 350 | 2025-01-01
208128272 | SEA BREEZE+ | SZ18H424ZMO | CA18H424ZMI | 12.5 | 20.5 | 10.5 | Yes | No | 4 | 700 | 900 | 150 | 350 | 2025-01-01
208128273 | SEA BREEZE+ | SZ24H424ZMO | CA24H424ZMI | 12.5 | 21.5 | 9.7 | Yes | Both | 3 | 600 | 800 | 150 | 350 | 2025-01-01
208128274 | SEA BREEZE+ | CSZ36H424ZMO | CA36H424ZMI | 9.5 | 19.4 | 10.5 | Yes | Yes | 4 | 700 | 900 | 150 | 350 | 2025-01-01
208128275 | SEA BREEZE+ | CSZ48H424ZMO | CA48H424ZMI | 8.3 | 16.8 | 10.7 | Yes | Yes | 4 | 700 | 900 | 150 | 350 | 2025-01-01
208128276 | SEA BREEZE+ | SZ9H424ZMO | D9H424ZMI | 12.5 | 19.2 | 10.2 | Yes | Both | 4 | 700 | 900 | 150 | 350 | 2025-01-01
208128277 | SEA BREEZE+ | SZ12H424ZMO | D12H424ZMI | 11.7 | 19 | 10.3 | Yes | Both | 4 | 700 | 900 | 150 | 350 | 2025-01-01
208128278 | SEA BREEZE+ | SZ18H424ZMO | D18H424ZMI | 12.5 | 20 | 10.6 | Yes | No | 4 | 700 | 900 | 150 | 350 | 2025-01-01
208128279 | SEA BREEZE+ | SZ24H424ZMO | D24H424ZMI | 12.5 | 19 | 11.2 | Yes | Both | 4 | 700 | 900 | 150 | 350 | 2025-01-01
208128280 | SEA BREEZE+ | SZ18H424ZMO | FC18H424ZMI | 12.5 | 23 | 10 | Yes | No | 4 | 700 | 900 | 150 | 350 | 2025-01-01
208128281 | SEA BREEZE+ | SZ24H424ZMO | FC24H424ZMI | 12.5 | 21.2 | 10.3 | Yes | Both | 4 | 700 | 900 | 150 | 350 | 2025-01-01
212595645 | SEA BREEZE+ | HSZ9H424ZMO | SCA9H424ZMI | 13 | 24 | 12.4 | Yes | Both | 4 | 700 | 900 | 150 | 350 | 2025-01-01
212595646 | SEA BREEZE+ | HSZ9H424ZMO | D9H424ZMI | 13.2 | 20.2 | 12 | Yes | Both | 4 | 700 | 900 | 150 | 350 | 2025-01-01
212595647 | SEA BREEZE+ | HSZ12H424ZMO | SCA12H424ZMI | 13 | 23 | 10 | Yes | Both | 4 | 700 | 900 | 150 | 350 | 2025-01-01
212595648 | SEA BREEZE+ | HSZ12H424ZMO | C12H424ZMI | 13.3 | 24.2 | 10.7 | Yes | Both | 4 | 700 | 900 | 150 | 350 | 2025-01-01
212595649 | SEA BREEZE+ | HSZ18H424ZMO | CA18H424ZMI | 12.5 | 20 | 9.5 | Yes | Both | 3 | 600 | 800 | 150 | 350 | 2025-01-01
212595650 | SEA BREEZE+ | HSZ18H424ZMO | SCA18H424ZMI | 12.5 | 19.8 | 11.2 | Yes | Both | 4 | 700 | 900 | 150 | 350 | 2025-01-01
212595651 | SEA BREEZE+ | HSZ18H424ZMO | D18H424ZMI | 11.7 | 18 | 9.5 | Yes | Both | 3 | 600 | 800 | 150 | 350 | 2025-01-01
212595652 | SEA BREEZE+ | HSZ18H424ZMO | C18H424ZMI | 11 | 20.2 | 8.9 | Yes | Both | 2 | 500 | 700 | 100 | 300 | 2025-01-01
212595653 | SEA BREEZE+ | HSZ18H424ZMO | FC18H424ZMI | 12.5 | 20.5 | 9.8 | Yes | Both | 3 | 600 | 800 | 150 | 350 | 2025-01-01
212595654 | SEA BREEZE+ | HSZ24H424ZMO | CA24H424ZMI | 11 | 20.5 | 11.5 | Yes | Both | 4 | 700 | 900 | 150 | 350 | 2025-01-01
212595655 | SEA BREEZE+ | HSZ24H424ZMO | D24H424ZMI | 12 | 19.2 | 10.5 | Yes | Both | 4 | 700 | 900 | 150 | 350 | 2025-01-01
212595656 | SEA BREEZE+ | HSZ24H424ZMO | FC24H424ZMI | 11.7 | 20.5 | 11 | Yes | Both | 4 | 700 | 900 | 150 | 350 | 2025-01-01
216014097 | SEA BREEZE+ | SZ09H525ZMO | WM09H525ZMI | 14.9 | 25.8 | 12.5 | Yes | Both | 4 | 700 | 900 | 150 | 350 | 2025-01-01
216014098 | SEA BREEZE+ | SZ09H525ZMO | CA09H525ZMI | 14.3 | 21.6 | 11.3 | Yes | Both | 4 | 700 | 900 | 150 | 350 | 2025-01-01
216014099 | SEA BREEZE+ | SZ09H525ZMO | SCA09H525ZMI | 14.4 | 22.1 | 11.8 | Yes | Both | 4 | 700 | 900 | 150 | 350 | 2025-01-01
216014100 | SEA BREEZE+ | SZ09H525ZMO | C09H525ZMI | 16.2 | 26 | 13.9 | Yes | Both | 4 | 700 | 900 | 150 | 350 | 2025-01-01
216014101 | SEA BREEZE+ | SZ09H525ZMO | D09H525ZMI | 13 | 19.7 | 11.5 | Yes | Both | 4 | 700 | 900 | 150 | 350 | 2025-01-01
216014102 | SEA BREEZE+ | SZ12H525ZMO | WM12H525ZMI | 13 | 25.5 | 10.6 | Yes | Both | 4 | 700 | 900 | 150 | 350 | 2025-01-01
216014103 | SEA BREEZE+ | SZ12H525ZMO | CA12H525ZMI | 12.5 | 21.1 | 10.4 | Yes | Both | 4 | 700 | 900 | 150 | 350 | 2025-01-01
216014104 | SEA BREEZE+ | SZ12H525ZMO | SCA12H525ZMI | 12.3 | 22.1 | 10 | Yes | Both | 4 | 700 | 900 | 150 | 350 | 2025-01-01
216014105 | SEA BREEZE+ | SZ12H525ZMO | C12H525ZMI | 12.7 | 24.6 | 11 | Yes | Both | 4 | 700 | 900 | 150 | 350 | 2025-01-01
216014106 | SEA BREEZE+ | SZ12H525ZMO | D12H525ZMI | 12 | 19.5 | 10.5 | Yes | Both | 4 | 700 | 900 | 150 | 350 | 2025-01-01
216014107 | SEA BREEZE+ | SZ18H525ZMO | WM18H525ZMI | 12.7 | 23.5 | 10.8 | Yes | Both | 4 | 700 | 900 | 150 | 350 | 2025-01-01
216014108 | SEA BREEZE+ | SZ18H525ZMO | CA18H525ZMI | 12.5 | 20.7 | 11.4 | Yes | Both | 4 | 700 | 900 | 150 | 350 | 2025-01-01
216014109 | SEA BREEZE+ | SZ18H525ZMO | SCA18H525ZMI | 12.5 | 22.2 | 12.2 | Yes | Both | 4 | 700 | 900 | 150 | 350 | 2025-01-01
216014110 | SEA BREEZE+ | SZ18H525ZMO | C18H525ZMI | 12.5 | 23.8 | 13.5 | Yes | Both | 4 | 700 | 900 | 150 | 350 | 2025-01-01
216014111 | SEA BREEZE+ | SZ18H525ZMO | FC18H525ZMI | 12.5 | 22.3 | 10.4 | Yes | Both | 4 | 700 | 900 | 150 | 350 | 2025-01-01
216014112 | SEA BREEZE+ | SZ18H525ZMO | D18H525ZMI | 13.3 | 20 | 11.3 | Yes | Both | 4 | 700 | 900 | 150 | 350 | 2025-01-01
216014113 | SEA BREEZE+ | SZ24H525ZMO | WM24H525ZMI | 14 | 23 | 11.7 | Yes | Both | 4 | 700 | 900 | 150 | 350 | 2025-01-01
216014114 | SEA BREEZE+ | SZ24H525ZMO | CA24H525ZMI | 12 | 22 | 10.5 | Yes | Both | 4 | 700 | 900 | 150 | 350 | 2025-01-01
216014115 | SEA BREEZE+ | SZ24H525ZMO | FC24H525ZMI | 12.2 | 21.1 | 11.1 | Yes | Both | 4 | 700 | 900 | 150 | 350 | 2025-01-01
216014116 | SEA BREEZE+ | SZ24H525ZMO | D24H525ZMI | 12.5 | 19 | 11 | Yes | Both | 4 | 700 | 900 | 150 | 350 | 2025-01-01
216014117 | SEA BREEZE+ | SZ30H525ZMO | WM30H525ZMI | 12 | 20.5 | 9.5 | Yes | No | 3 | 600 | 800 | 150 | 350 | 2025-01-01
216014118 | SEA BREEZE+ | SZ36H525ZMO | WM36H525ZMI | 8.6 | 19 | 8.5 | No | N/A | 2 | 500 | 700 | 100 | 300 | 2025-01-01
216014119 | SEA BREEZE+ | HSZ09H525ZMO | WM09H525ZMI | 15.4 | 27.4 | 12.5 | Yes | Both | 4 | 700 | 900 | 150 | 350 | 2025-01-01
216014120 | SEA BREEZE+ | HSZ09H525ZMO | CA09H525ZMI | 14 | 22.6 | 12.1 | Yes | Both | 4 | 700 | 900 | 150 | 350 | 2025-01-01
216014121 | SEA BREEZE+ | HSZ09H525ZMO | SCA09H525ZMI | 14.6 | 24 | 12.1 | Yes | Both | 4 | 700 | 900 | 150 | 350 | 2025-01-01
216014122 | SEA BREEZE+ | HSZ09H525ZMO | C09H525ZMI | 15.1 | 27.2 | 10.9 | Yes | Both | 4 | 700 | 900 | 150 | 350 | 2025-01-01
216014123 | SEA BREEZE+ | HSZ09H525ZMO | D09H525ZMI | 14 | 20.5 | 13.8 | Yes | Both | 4 | 700 | 900 | 150 | 350 | 2025-01-01
216014124 | SEA BREEZE+ | HSZ12H525ZMO | WM12H525ZMI | 13.4 | 25.4 | 10.5 | Yes | Both | 4 | 700 | 900 | 150 | 350 | 2025-01-01
216014125 | SEA BREEZE+ | HSZ12H525ZMO | CA12H525ZMI | 12.5 | 22.2 | 11.6 | Yes | Both | 4 | 700 | 900 | 150 | 350 | 2025-01-01
216014126 | SEA BREEZE+ | HSZ12H525ZMO | SCA12H525ZMI | 13 | 23 | 10 | Yes | Both | 4 | 700 | 900 | 150 | 350 | 2025-01-01
216014127 | SEA BREEZE+ | HSZ12H525ZMO | C12H525ZMI | 12.5 | 25 | 10.5 | Yes | Both | 4 | 700 | 900 | 150 | 350 | 2025-01-01
216014128 | SEA BREEZE+ | HSZ12H525ZMO | D12H525ZMI | 12 | 20 | 10.6 | Yes | Both | 4 | 700 | 900 | 150 | 350 | 2025-01-01
216014129 | SEA BREEZE+ | HSZ18H525ZMO | WM18H525ZMI | 12.5 | 21.4 | 11 | Yes | Both | 4 | 700 | 900 | 150 | 350 | 2025-01-01
216014130 | SEA BREEZE+ | HSZ18H525ZMO | CA18H525ZMI | 12.5 | 20 | 12.3 | Yes | Both | 4 | 700 | 900 | 150 | 350 | 2025-01-01
216014131 | SEA BREEZE+ | HSZ18H525ZMO | SCA18H525ZMI | 12.5 | 20.6 | 12.2 | Yes | Both | 4 | 700 | 900 | 150 | 350 | 2025-01-01
216014132 | SEA BREEZE+ | HSZ18H525ZMO | C18H525ZMI | 12.5 | 20 | 10.3 | Yes | Both | 4 | 700 | 900 | 150 | 350 | 2025-01-01
216014133 | SEA BREEZE+ | HSZ18H525ZMO | FC18H525ZMI | 12.5 | 20.4 | 10.3 | Yes | Both | 4 | 700 | 900 | 150 | 350 | 2025-01-01
216014134 | SEA BREEZE+ | HSZ18H525ZMO | D18H525ZMI | 12 | 18.4 | 11.1 | Yes | Both | 4 | 700 | 900 | 150 | 350 | 2025-01-01
216014135 | SEA BREEZE+ | HSZ24H525ZMO | WM24H525ZMI | 13 | 21 | 13.5 | Yes | Both | 4 | 700 | 900 | 150 | 350 | 2025-01-01
216014136 | SEA BREEZE+ | HSZ24H525ZMO | CA24H525ZMI | 12 | 20.7 | 11.6 | Yes | Both | 4 | 700 | 900 | 150 | 350 | 2025-01-01
216014137 | SEA BREEZE+ | HSZ24H525ZMO | FC24H525ZMI | 12 | 20.4 | 12.1 | Yes | Both | 4 | 700 | 900 | 150 | 350 | 2025-01-01
216014138 | SEA BREEZE+ | HSZ24H525ZMO | D24H525ZMI | 12 | 19 | 11.7 | Yes | Both | 4 | 700 | 900 | 150 | 350 | 2025-01-01
216014139 | SEA BREEZE+ | CSZ36H525ZMO | CA36H525ZMI | 12 | 21.2 | 10.6 | Yes | Both | 4 | 700 | 900 | 150 | 350 | 2025-01-01
216014140 | SEA BREEZE+ | CSZ36H525ZMO | FC36H525ZMI | 12 | 20 | 10.8 | Yes | Both | 4 | 700 | 900 | 150 | 350 | 2025-01-01
216014141 | SEA BREEZE+ | CSZ48H525ZMO | CA48H525ZMI | 10 | 18 | 11 | Yes | Yes | 4 | 700 | 900 | 150 | 350 | 2025-01-01
216014142 | SEA BREEZE+ | CSZ48H525ZMO | FC48H525ZMI | 9.4 | 18.5 | 10.1 | Yes | Yes | 4 | 700 | 900 | 150 | 350 | 2025-01-01
216014143 | SEA BREEZE+ | CSZ60H525ZMO | FC60H525ZMI | 9 | 18 | 10.7 | Yes | Yes | 4 | 700 | 900 | 150 | 350 | 2025-01-01
210410113 | SEA BREEZE+ | SZ12H424ZMO | SCA12H424ZMI | 12.6 | 22 | 9.8 | Yes | No | 3 | 600 | 800 | 150 | 350 | 2025-01-01
210410114 | SEA BREEZE+ | SZ18H424ZMO | SCA18H424ZMI | 12.5 | 21.8 | 10.7 | Yes | No | 4 | 700 | 900 | 150 | 350 | 2025-01-01
210410115 | SEA BREEZE+ | SZ12H424ZMO | C12H424ZMI | 13 | 25 | 11 | Yes | Both | 4 | 700 | 900 | 150 | 350 | 2025-01-01
210410116 | SEA BREEZE+ | SZ18H424ZMO | C18H424ZMI | 12.5 | 22.4 | 10.4 | Yes | Both | 4 | 700 | 900 | 150 | 350 | 2025-01-01
215735324 | SENVILLE | SENA-55HF-MOA |  | 11.7 | 20 | 10.7 | Yes | Both | 4 | 700 | 900 | 150 | 350 | 2025-01-01
215735321 | SENVILLE | SENA-48HF-MOA |  | 11.7 | 20.4 | 11 | Yes | Both | 4 | 700 | 900 | 150 | 350 | 2025-01-01
213732651 | SENVILLE | SENA-18HF-MOB |  | 12 | 19 | 9.3 | Yes | Both | 3 | 600 | 800 | 150 | 350 | 2025-01-01
213732654 | SENVILLE | SENA-28HF-MOB |  | 11.7 | 20 | 9.5 | Yes | Both | 3 | 600 | 800 | 150 | 350 | 2025-01-01
213732657 | SENVILLE | SENA-36HF-MOB |  | 12 | 19.4 | 10 | Yes | Both | 4 | 700 | 900 | 150 | 350 | 2025-01-01
213732660 | SENVILLE | SENA-48HF-MOB |  | 11.7 | 20.9 | 9 | Yes | Both | 3 | 600 | 800 | 150 | 350 | 2025-01-01
215735312 | SENVILLE | SENA-18HF-MOA |  | 13 | 20 | 10 | Yes | Both | 4 | 700 | 900 | 150 | 350 | 2025-01-01
215735315 | SENVILLE | SENA-28HF-MOA |  | 12 | 19 | 9.5 | Yes | Both | 3 | 600 | 800 | 150 | 350 | 2025-01-01
215735318 | SENVILLE | SENA-36HF-MOA |  | 12 | 19.4 | 10.4 | Yes | Both | 4 | 700 | 900 | 150 | 350 | 2025-01-01
205796425 | SENVILLE | SENA/30HF/MOZ |  | 11 | 20 | 8.5 | No | N/A | 2 | 500 | 700 | 100 | 300 | 2025-01-01
205796426 | SENVILLE | SENA/36HF/MOZ |  | 10 | 18.5 | 8.7 | No | N/A | 2 | 500 | 700 | 100 | 300 | 2025-01-01
207641330 | SENVILLE | SENA/18HF/MOQ |  | 12 | 19 | 9.8 | Yes | Both | 3 | 600 | 800 | 150 | 350 | 2025-01-01
207641333 | SENVILLE | SENA/30HF/MOQ |  | 11.7 | 21 | 9.2 | Yes | No | 3 | 600 | 800 | 150 | 350 | 2025-01-01
207641339 | SENVILLE | SENA/48HF/MOQ |  | 10.8 | 20.5 | 9.7 | No | N/A | 3 | 600 | 800 | 150 | 350 | 2025-01-01
207641336 | SENVILLE | SENA/36HF/MOQ |  | 11 | 20 | 9.2 | No | N/A | 3 | 600 | 800 | 150 | 350 | 2025-01-01
8858355 | SENVILLE | SENA/30HF/MOZ |  | 12.5 | 23 | 9.2 | Yes | No | 3 | 600 | 800 | 150 | 350 | 2025-01-01
8858356 | SENVILLE | SENA/36HF/MOZ |  | 11.5 | 22.5 | 9 | No | N/A | 3 | 600 | 800 | 150 | 350 | 2025-01-01
207641335 | SENVILLE | SENA/36HF/MOQ |  | 11.7 | 23.9 | 9.5 | Yes | No | 3 | 600 | 800 | 150 | 350 | 2025-01-01
207641338 | SENVILLE | SENA/48HF/MOQ |  | 12.5 | 23.4 | 8.7 | Yes | No | 2 | 500 | 700 | 100 | 300 | 2025-01-01
207641329 | SENVILLE | SENA/18HF/MOQ |  | 13.9 | 22.9 | 10.5 | Yes | No | 4 | 700 | 900 | 150 | 350 | 2025-01-01
207641332 | SENVILLE | SENA/30HF/MOQ |  | 12.7 | 24.6 | 9.5 | Yes | No | 3 | 600 | 800 | 150 | 350 | 2025-01-01
8977720 | SENVILLE | SENA/48HF/MOZ |  | 12.5 | 23.7 | 8.6 | Yes | No | 2 | 500 | 700 | 100 | 300 | 2025-01-01
8858354 | SENVILLE | SENA/18HF/MOZ |  | 12 | 22.4 | 9.1 | Yes | No | 3 | 600 | 800 | 150 | 350 | 2025-01-01
215735317 | SENVILLE | SENA-36HF-MOA |  | 13 | 23 | 10.7 | Yes | Both | 4 | 700 | 900 | 150 | 350 | 2025-01-01
215735311 | SENVILLE | SENA-18HF-MOA |  | 15 | 25 | 10.4 | Yes | Both | 4 | 700 | 900 | 150 | 350 | 2025-01-01
215735314 | SENVILLE | SENA-28HF-MOA |  | 12.5 | 23 | 10.5 | Yes | Both | 4 | 700 | 900 | 150 | 350 | 2025-01-01
213732659 | SENVILLE | SENA-48HF-MOB |  | 11.7 | 21.8 | 9.8 | Yes | Both | 3 | 600 | 800 | 150 | 350 | 2025-01-01
213732653 | SENVILLE | SENA-28HF-MOB |  | 12.5 | 23 | 10.6 | Yes | Both | 4 | 700 | 900 | 150 | 350 | 2025-01-01
213732656 | SENVILLE | SENA-36HF-MOB |  | 12.5 | 22.4 | 10.9 | Yes | Both | 4 | 700 | 900 | 150 | 350 | 2025-01-01
213732650 | SENVILLE | SENA-18HF-MOB |  | 12.5 | 22 | 9.8 | Yes | Both | 3 | 600 | 800 | 150 | 350 | 2025-01-01
215735320 | SENVILLE | SENA-48HF-MOA |  | 12 | 23 | 11 | Yes | Both | 4 | 700 | 900 | 150 | 350 | 2025-01-01
215735323 | SENVILLE | SENA-55HF-MOA |  | 12 | 22.2 | 10.5 | Yes | Both | 4 | 700 | 900 | 150 | 350 | 2025-01-01
215735322 | SENVILLE | SENA-48HF-MOA |  | 11.85 | 21.7 | 11 | Yes | Both | 4 | 700 | 900 | 150 | 350 | 2025-01-01
215735319 | SENVILLE | SENA-36HF-MOA |  | 12.5 | 21.2 | 10.55 | Yes | Both | 4 | 700 | 900 | 150 | 350 | 2025-01-01
215735325 | SENVILLE | SENA-55HF-MOA |  | 11.85 | 21.1 | 10.6 | Yes | Both | 4 | 700 | 900 | 150 | 350 | 2025-01-01
213732652 | SENVILLE | SENA-18HF-MOB |  | 12.25 | 20.5 | 9.55 | Yes | Both | 3 | 600 | 800 | 150 | 350 | 2025-01-01
213732655 | SENVILLE | SENA-28HF-MOB |  | 12.1 | 21.5 | 10.05 | Yes | Both | 4 | 700 | 900 | 150 | 350 | 2025-01-01
213732658 | SENVILLE | SENA-36HF-MOB |  | 12.25 | 20.9 | 10.45 | Yes | Both | 4 | 700 | 900 | 150 | 350 | 2025-01-01
213732661 | SENVILLE | SENA-48HF-MOB |  | 11.7 | 21.35 | 9.4 | Yes | Both | 3 | 600 | 800 | 150 | 350 | 2025-01-01
215735313 | SENVILLE | SENA-18HF-MOA |  | 14 | 22.5 | 10.2 | Yes | Both | 4 | 700 | 900 | 150 | 350 | 2025-01-01
215735316 | SENVILLE | SENA-28HF-MOA |  | 12.25 | 21 | 10 | Yes | Both | 4 | 700 | 900 | 150 | 350 | 2025-01-01
205796430 | SENVILLE | SENA/36HF/MOZ |  | 10.75 | 20.5 | 8.85 | No | N/A | 2 | 500 | 700 | 100 | 300 | 2025-01-01
207641334 | SENVILLE | SENA/30HF/MOQ |  | 12.2 | 22.8 | 9.35 | Yes | No | 3 | 600 | 800 | 150 | 350 | 2025-01-01
207641331 | SENVILLE | SENA/18HF/MOQ |  | 12.95 | 20.95 | 10.15 | Yes | No | 4 | 700 | 900 | 150 | 350 | 2025-01-01
207641337 | SENVILLE | SENA/36HF/MOQ |  | 11.35 | 21.95 | 9.35 | No | N/A | 3 | 600 | 800 | 150 | 350 | 2025-01-01
207641340 | SENVILLE | SENA/48HF/MOQ |  | 11.65 | 21.95 | 9.2 | No | N/A | 3 | 600 | 800 | 150 | 350 | 2025-01-01
216623592 | SENVILLE | SENA-06HF-OG | SENA-06HF-1WCG | 15 | 22 | 12 | Yes | Both | 4 | 700 | 900 | 150 | 350 | 2025-01-01
216623593 | SENVILLE | SENA-09HF-OG | SENA-09HF-1WCG | 14.6 | 24 | 12.1 | Yes | Both | 4 | 700 | 900 | 150 | 350 | 2025-01-01
216623594 | SENVILLE | SENA-12HF-OG | SENA-12HF-1WCG | 13 | 23 | 10 | Yes | Both | 4 | 700 | 900 | 150 | 350 | 2025-01-01
216623595 | SENVILLE | SENA-18HF-OG | SENA-18HF-1WCG | 12.5 | 20.6 | 12.2 | Yes | Both | 4 | 700 | 900 | 150 | 350 | 2025-01-01
207657625 | SENVILLE | SENL/30CD/OY | SENL/30CD/IY | 10.5 | 18.6 | 8.7 | No | N/A | 2 | 500 | 700 | 100 | 300 | 2025-01-01
207657626 | SENVILLE | SENL/36CD/OY | SENL/36CD/IY | 8.5 | 17.5 | 8.7 | No | N/A | 2 | 500 | 700 | 100 | 300 | 2025-01-01
207657627 | SENVILLE | SENA/09HF/OQ | SENA/09HF/IQ | 16.2 | 28.1 | 11.5 | Yes | Both | 4 | 700 | 900 | 150 | 350 | 2025-01-01
207657628 | SENVILLE | SENA/12HF/OQ | SENA/12HF/IQ | 14 | 25.5 | 10.4 | Yes | Both | 4 | 700 | 900 | 150 | 350 | 2025-01-01
207657629 | SENVILLE | SENA/18HF/OQ | SENA/18HF/IQ | 12.5 | 21.5 | 11.3 | Yes | Both | 4 | 700 | 900 | 150 | 350 | 2025-01-01
207657630 | SENVILLE | SENA/24HF/OQ | SENA/24HF/IQ | 13 | 21.5 | 11.4 | Yes | Both | 4 | 700 | 900 | 150 | 350 | 2025-01-01
207641341 | SENVILLE | SENA/09HF/OQ | SENA/09HF/ICZ | 13 | 20.5 | 10.3 | Yes | Both | 4 | 700 | 900 | 150 | 350 | 2025-01-01
207641342 | SENVILLE | SENA/12HF/OQ | SENA/12HF/ICZ | 12.7 | 22.3 | 10.2 | Yes | Both | 4 | 700 | 900 | 150 | 350 | 2025-01-01
207641343 | SENVILLE | SENA/18HF/OQ | SENA/18HF/ICZ | 12.5 | 20 | 9.5 | Yes | Both | 3 | 600 | 800 | 150 | 350 | 2025-01-01
207641344 | SENVILLE | SENA/24HF/OQ | SENA/24HF/ICQ | 11 | 20.5 | 11.5 | No | N/A | 4 | 700 | 900 | 150 | 350 | 2025-01-01
207641345 | SENVILLE | SENA/09HF/OQ | SENA/09HF/ID | 13.2 | 20.2 | 12 | Yes | Both | 4 | 700 | 900 | 150 | 350 | 2025-01-01
207641346 | SENVILLE | SENA/12HF/OQ | SENA/12HF/ID | 11.7 | 19.5 | 10 | Yes | Both | 4 | 700 | 900 | 150 | 350 | 2025-01-01
207641347 | SENVILLE | SENA/18HF/OQ | SENA/18HF/ID | 11.7 | 18 | 9.5 | Yes | Both | 3 | 600 | 800 | 150 | 350 | 2025-01-01
207641348 | SENVILLE | SENA/24HF/OQ | SENA/24HF/ID | 12 | 19.2 | 10.5 | Yes | Both | 4 | 700 | 900 | 150 | 350 | 2025-01-01
207641349 | SENVILLE | SENA/12HF/OQ | SENA/12HF/IFQ | 13 | 23.6 | 10 | Yes | Both | 4 | 700 | 900 | 150 | 350 | 2025-01-01
207641350 | SENVILLE | SENA/18HF/OQ | SENA/18HF/IF | 12.5 | 20.5 | 9.8 | Yes | Both | 3 | 600 | 800 | 150 | 350 | 2025-01-01
207641351 | SENVILLE | SENA/24HF/OQ | SENA/24HF/IF | 11.7 | 20.5 | 11 | Yes | Both | 4 | 700 | 900 | 150 | 350 | 2025-01-01
207613963 | SENVILLE | SENL/09CD/OY | SENL/09CD/IY | 12.5 | 21.5 | 9 | Yes | No | 3 | 600 | 800 | 150 | 350 | 2025-01-01
207613964 | SENVILLE | SENL/12CD/OY | SENL/12CD/IY | 10.3 | 20.8 | 8.7 | No | N/A | 2 | 500 | 700 | 100 | 300 | 2025-01-01
207613965 | SENVILLE | SENL/09CD220/OY | SENL/09CD220/IY | 12.6 | 21.7 | 9.1 | Yes | No | 3 | 600 | 800 | 150 | 350 | 2025-01-01
207613966 | SENVILLE | SENL/12CD220/OY | SENL/12CD220/IY | 10.8 | 21.4 | 9.1 | No | N/A | 3 | 600 | 800 | 150 | 350 | 2025-01-01
207613967 | SENVILLE | SENL/18CD/OY | SENL/18CD/IY | 10.5 | 19 | 8.7 | No | N/A | 2 | 500 | 700 | 100 | 300 | 2025-01-01
207613968 | SENVILLE | SENL/24CD/OY | SENL/24CD/IY | 9 | 18 | 8.6 | No | N/A | 2 | 500 | 700 | 100 | 300 | 2025-01-01
205921390 | SENVILLE | SENA/09HF/OZ | SENA/09HF/ID | 12.1 | 18.5 | 11.5 | Yes | Both | 4 | 700 | 900 | 150 | 350 | 2025-01-01
205921391 | SENVILLE | SENA/12HF/OZ | SENA/12HF/ID | 11.7 | 19 | 10 | Yes | Both | 4 | 700 | 900 | 150 | 350 | 2025-01-01
205921393 | SENVILLE | SENA/24HF/OZ | SENA/24HF/ID | 11.7 | 19.2 | 10.5 | Yes | Both | 4 | 700 | 900 | 150 | 350 | 2025-01-01
204745029 | SENVILLE | SENL/09CD/220/OX | SENL/09CD/220/IX | 11 | 18 | 9.1 | No | N/A | 3 | 600 | 800 | 150 | 350 | 2025-01-01
202606678 | SENVILLE | SENA/09HF/OZ | SENA/09HF/ICZ | 13 | 20 | 9.4 | Yes | No | 3 | 600 | 800 | 150 | 350 | 2025-01-01
202606679 | SENVILLE | SENA/24HF/OZ | SENA/24HF/ICZ | 11 | 20 | 9.6 | No | N/A | 3 | 600 | 800 | 150 | 350 | 2025-01-01
202606680 | SENVILLE | SENA/12HF/OZ | SENA/12HF/IF | 12.5 | 19.4 | 9.4 | Yes | No | 3 | 600 | 800 | 150 | 350 | 2025-01-01
202606681 | SENVILLE | SENA/18HF/OZ | SENA/18HF/IF | 12.5 | 19.9 | 9.9 | Yes | No | 3 | 600 | 800 | 150 | 350 | 2025-01-01
202606682 | SENVILLE | SENA/24HF/OZ | SENA/24HF/IF | 11.5 | 20 | 10 | No | N/A | 4 | 700 | 900 | 150 | 350 | 2025-01-01
202606683 | SENVILLE | SENL/09CD/OX | SENL/09CD/IX | 11.5 | 18.9 | 8.1 | No | N/A | 1 | 400 | 600 | 100 | 300 | 2025-01-01
202606684 | SENVILLE | SENL/12CD/OX | SENL/12CD/IX | 10.5 | 19 | 8.3 | No | N/A | 1 | 400 | 600 | 100 | 300 | 2025-01-01
202606685 | SENVILLE | SENL/18CD/OX | SENL/18CD/IX | 11 | 18.7 | 8.1 | No | N/A | 1 | 400 | 600 | 100 | 300 | 2025-01-01
202606687 | SENVILLE | SENA/36H/HF OZ | SENA/36HF/ICZ | 9 | 17.5 | 9.3 | No | N/A | 3 | 600 | 800 | 150 | 350 | 2025-01-01
8797149 | SENVILLE | SENA/09HF/OZ | SENA/09HF/IZ | 14.5 | 23.1 | 9.9 | Yes | No | 3 | 600 | 800 | 150 | 350 | 2025-01-01
8797150 | SENVILLE | SENA/12HF/OZ | SENA/12HF/IZ | 13 | 19.9 | 9.1 | Yes | No | 3 | 600 | 800 | 150 | 350 | 2025-01-01
8797151 | SENVILLE | SENA/18HF/OZ | SENA/18HF/IZ | 12.5 | 19.4 | 8.9 | Yes | No | 2 | 500 | 700 | 100 | 300 | 2025-01-01
8797152 | SENVILLE | SENA/24HF/OZ | SENA/24HF/IZ | 13 | 20 | 9.5 | Yes | No | 3 | 600 | 800 | 150 | 350 | 2025-01-01
8929137 | SENVILLE | SENA/12HF/OZ | SENA/12HF/ICZ | 12.5 | 19.5 | 9.3 | Yes | No | 3 | 600 | 800 | 150 | 350 | 2025-01-01
8929141 | SENVILLE | SENA/18HF/OZ | SENA/18HF/ICZ | 12.5 | 20 | 9.8 | Yes | No | 3 | 600 | 800 | 150 | 350 | 2025-01-01
215735286 | SENVILLE | SENL-09CD-OL | SENL-09CD-ILL | 12.5 | 21.5 | 9 | Yes | No | 3 | 600 | 800 | 150 | 350 | 2025-01-01
215735287 | SENVILLE | SENL-12CD-OL | SENL-12CD-ILL | 10.1 | 21.2 | 8.7 | No | N/A | 2 | 500 | 700 | 100 | 300 | 2025-01-01
215735288 | SENVILLE | SENL-09CD220-OL | SENL-09CD220-ILL | 12.6 | 21.2 | 9.1 | Yes | Both | 3 | 600 | 800 | 150 | 350 | 2025-01-01
215735289 | SENVILLE | SENL-12CD220-OL | SENL-12CD220-ILL | 10.8 | 21.3 | 9.1 | No | N/A | 3 | 600 | 800 | 150 | 350 | 2025-01-01
215735290 | SENVILLE | SENL-18CD-OL | SENL-18CD-ILL | 10.8 | 19.2 | 9.6 | No | N/A | 3 | 600 | 800 | 150 | 350 | 2025-01-01
215735291 | SENVILLE | SENL-24CD-OL | SENL-24CD-ILL | 10 | 18.7 | 9.3 | Yes | Yes | 3 | 600 | 800 | 150 | 350 | 2025-01-01
215735292 | SENVILLE | SENL-30CD-OL | SENL-30CD-ILL | 11 | 20 | 9.2 | No | N/A | 3 | 600 | 800 | 150 | 350 | 2025-01-01
215735293 | SENVILLE | SENL-36CD-OL | SENL-36CD-ILL | 9 | 18 | 8.5 | No | N/A | 2 | 500 | 700 | 100 | 300 | 2025-01-01
215735294 | SENVILLE | SENA-06HF-OG | SENA-06HF-IGG | 18 | 25.5 | 14.8 | Yes | Both | 4 | 700 | 900 | 150 | 350 | 2025-01-01
215735295 | SENVILLE | SENA-09HF-OG | SENA-09HF-IGG | 15.4 | 27.4 | 12.5 | Yes | Both | 4 | 700 | 900 | 150 | 350 | 2025-01-01
215735296 | SENVILLE | SENA-12HF-OG | SENA-12HF-IGG | 13.4 | 25.4 | 10.5 | Yes | Both | 4 | 700 | 900 | 150 | 350 | 2025-01-01
215735297 | SENVILLE | SENA-18HF-OG | SENA-18HF-IGG | 12.5 | 21.4 | 11 | Yes | Both | 4 | 700 | 900 | 150 | 350 | 2025-01-01
215735298 | SENVILLE | SENA-24HF-OG | SENA-24HF-IGG | 13 | 21 | 13.5 | Yes | Both | 4 | 700 | 900 | 150 | 350 | 2025-01-01
215735299 | SENVILLE | SENA-33HF-OG | SENA-33HF-IGG | 12 | 19.5 | 10.5 | Yes | Both | 4 | 700 | 900 | 150 | 350 | 2025-01-01
215735300 | SENVILLE | SENA-09HF-OG | SENA-09HF-IDG | 13.4 | 21.4 | 12.5 | Yes | Both | 4 | 700 | 900 | 150 | 350 | 2025-01-01
215735301 | SENVILLE | SENA-12HF-OG | SENA-12HF-IDG | 12 | 20 | 10 | Yes | Both | 4 | 700 | 900 | 150 | 350 | 2025-01-01
215735302 | SENVILLE | SENA-18HF-OG | SENA-18HF-IDG | 12 | 18 | 10.5 | Yes | Both | 4 | 700 | 900 | 150 | 350 | 2025-01-01
215735303 | SENVILLE | SENA-24HF-OG | SENA-24HF-IDG | 12 | 19 | 11.7 | Yes | Both | 4 | 700 | 900 | 150 | 350 | 2025-01-01
215735304 | SENVILLE | SENA-09HF-OG | SENA-09HF-ICG | 14 | 22.6 | 12.1 | Yes | Both | 4 | 700 | 900 | 150 | 350 | 2025-01-01
215735305 | SENVILLE | SENA-12HF-OG | SENA-12HF-ICG | 12.5 | 22.2 | 11.6 | Yes | Both | 4 | 700 | 900 | 150 | 350 | 2025-01-01
215735306 | SENVILLE | SENA-18HF-OG | SENA-18HF-ICG | 12.5 | 20 | 12.3 | Yes | Both | 4 | 700 | 900 | 150 | 350 | 2025-01-01
215735307 | SENVILLE | SENA-24HF-OG | SENA-24HF-ICG | 12 | 20.7 | 11.6 | Yes | Both | 4 | 700 | 900 | 150 | 350 | 2025-01-01
215735308 | SENVILLE | SENA-12HF-OG | SENA-12HF-IFG | 12.5 | 25 | 10.5 | Yes | Both | 4 | 700 | 900 | 150 | 350 | 2025-01-01
215735309 | SENVILLE | SENA-18HF-OG | SENA-18HF-IFG | 12.5 | 20.4 | 10.3 | Yes | Both | 4 | 700 | 900 | 150 | 350 | 2025-01-01
215735310 | SENVILLE | SENA-24HF-OG | SENA-24HF-IFG | 12 | 20.4 | 12.1 | Yes | Both | 4 | 700 | 900 | 150 | 350 | 2025-01-01
211749871 | SENVILLE | SENA-33HF-OQ | SENA-33HF-IQ | 12 | 19.5 | 10 | Yes | Both | 4 | 700 | 900 | 150 | 350 | 2025-01-01
210372990 | SENVILLE | SENA/12HF/OQ | SENA-12HF-IFU | 13.3 | 24.2 | 10.7 | Yes | Both | 4 | 700 | 900 | 150 | 350 | 2025-01-01
213927543 | SHARP | AE-X3M24BU |  | 14 | 24 | 11.5 | Yes | Both | 4 | 700 | 900 | 150 | 350 | 2025-01-01
216624517 | SHARP | AE-X12CPU | AY-XP12CPU | 12.1 | 21 | 10.5 | Yes | Both | 4 | 700 | 900 | 150 | 350 | 2025-01-01
216625964 | SHARP | AE-X18ZU1 | AY-XPC18BU-B | 13 | 24 | 11 | Yes | Both | 4 | 700 | 900 | 150 | 350 | 2025-01-01
216625965 | SHARP | AE-X15ZU1 | AY-XP15ZU1-B | 13.4 | 24 | 11 | Yes | Both | 4 | 700 | 900 | 150 | 350 | 2025-01-01
209423516 | SHARP | AE-X12ZHU | AY-XP12ZHU | 16 | 25 | 11 | Yes | Yes | 4 | 700 | 900 | 150 | 350 | 2025-01-01
209423517 | SHARP | AE-X15ZU | AY-XPC15ZU | 14 | 24 | 11 | Yes | Yes | 4 | 700 | 900 | 150 | 350 | 2025-01-01
209424784 | SHARP | AE-X18ZHU | AY-XP18ZHU | 13 | 25 | 11.5 | Yes | Yes | 4 | 700 | 900 | 150 | 350 | 2025-01-01
209270207 | SHARP | AE-X12ZU | AY-XPC12ZU | 12.5 | 22 | 11 | Yes | Yes | 4 | 700 | 900 | 150 | 350 | 2025-01-01
214795916 | SHARP | AE-X12ZU1 | AY-XPC12BU | 12.5 | 22 | 11 | Yes | Both | 4 | 700 | 900 | 150 | 350 | 2025-01-01
214795917 | SHARP | AE-X18ZU1 | AY-XPC18BU | 13 | 24 | 11 | Yes | Both | 4 | 700 | 900 | 150 | 350 | 2025-01-01
213194987 | SHARP | AE-X12ZU1 | AY-XP12ZU1 | 12.5 | 22 | 11 | Yes | Both | 4 | 700 | 900 | 150 | 350 | 2025-01-01
213246052 | SHARP | AE-X18ZHU1 | AY-XP18ZHU1 | 13 | 25 | 11.5 | Yes | Both | 4 | 700 | 900 | 150 | 350 | 2025-01-01
213246053 | SHARP | AE-X18ZU1 | AY-XP18ZU1 | 13 | 24 | 11 | Yes | Both | 4 | 700 | 900 | 150 | 350 | 2025-01-01
213246054 | SHARP | AE-X24ZU1 | AY-XP24ZU1 | 10 | 22 | 11 | Yes | Yes | 4 | 700 | 900 | 150 | 350 | 2025-01-01
213238803 | SHARP | AE-X12ZHU1 | AY-XP12ZHU1 | 16 | 25 | 11 | Yes | Both | 4 | 700 | 900 | 150 | 350 | 2025-01-01
213239134 | SHARP | AE-X15ZU1 | AY-XP15ZU1 | 13.4 | 24 | 11 | Yes | Both | 4 | 700 | 900 | 150 | 350 | 2025-01-01
214383396 | Simply The Best Minisplits | SBM-48HFN1-M-[X] |  | 11.7 | 20.9 | 9 | Yes | Both | 3 | 600 | 800 | 150 | 350 | 2025-01-01
214383395 | Simply The Best Minisplits | SBM-48HFN1-M-[X] |  | 11 | 21.2 | 10 | Yes | Both | 4 | 700 | 900 | 150 | 350 | 2025-01-01
214383397 | Simply The Best Minisplits | SBM-48HFN1-M-[X] |  | 11.35 | 21.05 | 9.4 | Yes | Both | 3 | 600 | 800 | 150 | 350 | 2025-01-01
208842429 | SKM AIR CONDITIONING EQUIPMENT | MSKM-12 | MSKM-12 | 13 | 23 | 9.5 | No | N/A | 3 | 600 | 800 | 150 | 350 | 2025-01-01
208842430 | SKM AIR CONDITIONING EQUIPMENT | MSKM-18 | MSKM-18 | 13 | 22 | 9 | No | N/A | 3 | 600 | 800 | 150 | 350 | 2025-01-01
208842431 | SKM AIR CONDITIONING EQUIPMENT | MSKM-24 | MSKM-24 | 12.5 | 20 | 9 | No | N/A | 3 | 600 | 800 | 150 | 350 | 2025-01-01
213886036 | SLIMAIR | SHC5Z55VC2AG |  | 10.5 | 19 | 8.6 | No | N/A | 2 | 500 | 700 | 100 | 300 | 2025-01-01
213886039 | SLIMAIR | SHC2Z18VE2AG |  | 12 | 19 | 9.3 | No | N/A | 3 | 600 | 800 | 150 | 350 | 2025-01-01
213886042 | SLIMAIR | SHC3Z27VE2AG |  | 11.7 | 20 | 9.5 | No | N/A | 3 | 600 | 800 | 150 | 350 | 2025-01-01
213886045 | SLIMAIR | SHC4Z36VE2AG |  | 11.7 | 19 | 10 | No | N/A | 4 | 700 | 900 | 150 | 350 | 2025-01-01
213886048 | SLIMAIR | SHC5Z48VE2AG |  | 11.7 | 20.9 | 9 | No | N/A | 3 | 600 | 800 | 150 | 350 | 2025-01-01
213886051 | SLIMAIR | SHC5Z55VE2AG |  | 10.5 | 18.8 | 9.3 | No | N/A | 3 | 600 | 800 | 150 | 350 | 2025-01-01
208447958 | SLIMAIR | SHC5Z48VC2AG |  | 10.8 | 20.5 | 9.7 | No | N/A | 3 | 600 | 800 | 150 | 350 | 2025-01-01
208447949 | SLIMAIR | SHC2Z18VC2AG |  | 12 | 19 | 9.8 | Yes | Both | 3 | 600 | 800 | 150 | 350 | 2025-01-01
208447952 | SLIMAIR | SHC3Z27VC2AG |  | 11.7 | 21 | 9.2 | Yes | No | 3 | 600 | 800 | 150 | 350 | 2025-01-01
208447955 | SLIMAIR | SHC4Z36VC2AG |  | 11 | 20 | 9.2 | No | N/A | 3 | 600 | 800 | 150 | 350 | 2025-01-01
216626016 | SLIMAIR | SHC2Z18AH2AG |  | 13 | 20 | 10 | Yes | Both | 4 | 700 | 900 | 150 | 350 | 2025-01-01
216626028 | SLIMAIR | SHC5Z55AH2AG |  | 11.7 | 20 | 10.7 | Yes | Both | 4 | 700 | 900 | 150 | 350 | 2025-01-01
216626019 | SLIMAIR | SHC3Z27AH2AG |  | 12 | 19 | 9.5 | Yes | Both | 3 | 600 | 800 | 150 | 350 | 2025-01-01
216626022 | SLIMAIR | SHC4Z36AH2AG |  | 12 | 19.4 | 10.4 | Yes | Both | 4 | 700 | 900 | 150 | 350 | 2025-01-01
216626025 | SLIMAIR | SHC5Z48AH2AG |  | 11.7 | 20.4 | 11 | Yes | Both | 4 | 700 | 900 | 150 | 350 | 2025-01-01
216626027 | SLIMAIR | SHC5Z55AH2AG |  | 12 | 21.4 | 10.6 | Yes | Both | 4 | 700 | 900 | 150 | 350 | 2025-01-01
216626021 | SLIMAIR | SHC4Z36AH2AG |  | 12.2 | 21.5 | 11.3 | Yes | Both | 4 | 700 | 900 | 150 | 350 | 2025-01-01
216626024 | SLIMAIR | SHC5Z48AH2AG |  | 12 | 21.2 | 10.2 | Yes | Both | 4 | 700 | 900 | 150 | 350 | 2025-01-01
216626015 | SLIMAIR | SHC2Z18AH2AG |  | 13 | 21 | 10 | Yes | Both | 4 | 700 | 900 | 150 | 350 | 2025-01-01
216626018 | SLIMAIR | SHC3Z27AH2AG |  | 12 | 21 | 10 | Yes | Both | 4 | 700 | 900 | 150 | 350 | 2025-01-01
208447954 | SLIMAIR | SHC4Z36VC2AG |  | 10.6 | 23.1 | 9.6 | No | N/A | 3 | 600 | 800 | 150 | 350 | 2025-01-01
208447957 | SLIMAIR | SHC5Z48VC2AG |  | 11 | 21.1 | 9.5 | No | N/A | 3 | 600 | 800 | 150 | 350 | 2025-01-01
208447948 | SLIMAIR | SHC2Z18VC2AG |  | 12.5 | 21 | 10.2 | Yes | No | 4 | 700 | 900 | 150 | 350 | 2025-01-01
208447951 | SLIMAIR | SHC3Z27VC2AG |  | 12.2 | 23.5 | 9.2 | Yes | No | 3 | 600 | 800 | 150 | 350 | 2025-01-01
213886047 | SLIMAIR | SHC5Z48VE2AG |  | 11 | 21.2 | 10 | No | N/A | 4 | 700 | 900 | 150 | 350 | 2025-01-01
213886050 | SLIMAIR | SHC5Z55VE2AG |  | 10.5 | 20 | 9.5 | No | N/A | 3 | 600 | 800 | 150 | 350 | 2025-01-01
213886041 | SLIMAIR | SHC3Z27VE2AG |  | 11.8 | 22.6 | 9.8 | No | N/A | 3 | 600 | 800 | 150 | 350 | 2025-01-01
213886044 | SLIMAIR | SHC4Z36VE2AG |  | 12.5 | 20 | 9.7 | No | N/A | 3 | 600 | 800 | 150 | 350 | 2025-01-01
213886035 | SLIMAIR | SHC5Z55VC2AG |  | 10.5 | 20.2 | 9.6 | No | N/A | 3 | 600 | 800 | 150 | 350 | 2025-01-01
213886038 | SLIMAIR | SHC2Z18VE2AG |  | 12.5 | 20.5 | 9 | No | N/A | 3 | 600 | 800 | 150 | 350 | 2025-01-01
200059076 | SLIMAIR | SHC3Z27-VB2 |  | 12 | 22 | 8.9 | Yes | Both | 2 | 500 | 700 | 100 | 300 | 2025-01-01
200059078 | SLIMAIR | SHC4Z36-VB2 |  | 10.8 | 22.5 | 9.2 | No | N/A | 3 | 600 | 800 | 150 | 350 | 2025-01-01
200059080 | SLIMAIR | SHC2Z18-VB2 |  | 11.7 | 20.5 | 8.9 | Yes | No | 2 | 500 | 700 | 100 | 300 | 2025-01-01
213886037 | SLIMAIR | SHC5Z55VC2AG |  | 10.5 | 19.6 | 9.1 | No | N/A | 3 | 600 | 800 | 150 | 350 | 2025-01-01
213886040 | SLIMAIR | SHC2Z18VE2AG |  | 12.25 | 19.75 | 9.15 | No | N/A | 3 | 600 | 800 | 150 | 350 | 2025-01-01
213886043 | SLIMAIR | SHC3Z27VE2AG |  | 11.75 | 21.3 | 9.65 | No | N/A | 3 | 600 | 800 | 150 | 350 | 2025-01-01
213886049 | SLIMAIR | SHC5Z48VE2AG |  | 11.35 | 21.05 | 9.4 | No | N/A | 3 | 600 | 800 | 150 | 350 | 2025-01-01
213886046 | SLIMAIR | SHC4Z36VE2AG |  | 12.1 | 19.5 | 9.85 | No | N/A | 3 | 600 | 800 | 150 | 350 | 2025-01-01
213886052 | SLIMAIR | SHC5Z55VE2AG |  | 10.5 | 19.4 | 9.4 | No | N/A | 3 | 600 | 800 | 150 | 350 | 2025-01-01
208447959 | SLIMAIR | SHC5Z48VC2AG |  | 10.9 | 20.8 | 9.6 | No | N/A | 3 | 600 | 800 | 150 | 350 | 2025-01-01
208447953 | SLIMAIR | SHC3Z27VC2AG |  | 11.95 | 22.25 | 9.2 | Yes | No | 3 | 600 | 800 | 150 | 350 | 2025-01-01
208447950 | SLIMAIR | SHC2Z18VC2AG |  | 12.25 | 20 | 10 | Yes | No | 4 | 700 | 900 | 150 | 350 | 2025-01-01
208447956 | SLIMAIR | SHC4Z36VC2AG |  | 10.8 | 21.55 | 9.4 | No | N/A | 3 | 600 | 800 | 150 | 350 | 2025-01-01
216626017 | SLIMAIR | SHC2Z18AH2AG |  | 13 | 20.5 | 10 | Yes | Both | 4 | 700 | 900 | 150 | 350 | 2025-01-01
216626029 | SLIMAIR | SHC5Z55AH2AG |  | 11.85 | 20.7 | 10.65 | Yes | Both | 4 | 700 | 900 | 150 | 350 | 2025-01-01
216626020 | SLIMAIR | SHC3Z27AH2AG |  | 12 | 20 | 9.75 | Yes | Both | 3 | 600 | 800 | 150 | 350 | 2025-01-01
216626023 | SLIMAIR | SHC4Z36AH2AG |  | 12.1 | 20.45 | 10.85 | Yes | Both | 4 | 700 | 900 | 150 | 350 | 2025-01-01
216626026 | SLIMAIR | SHC5Z48AH2AG |  | 11.85 | 20.8 | 10.6 | Yes | Both | 4 | 700 | 900 | 150 | 350 | 2025-01-01
216699313 | SLIMAIR | SHC09AE1AG | SHM09AE1AG | 15 | 24.5 | 10.7 | Yes | Both | 4 | 700 | 900 | 150 | 350 | 2025-01-01
216699314 | SLIMAIR | SHC12AE1AG | SHM12AE1AG | 12.5 | 23.2 | 10.4 | Yes | No | 4 | 700 | 900 | 150 | 350 | 2025-01-01
216699315 | SLIMAIR | SHC09AE2AG | SHM09AE2AG | 14.7 | 24.6 | 13 | Yes | Both | 4 | 700 | 900 | 150 | 350 | 2025-01-01
216699316 | SLIMAIR | SHC12AE2AG | SHM12AE2AG | 12.2 | 23.1 | 11.5 | Yes | Both | 4 | 700 | 900 | 150 | 350 | 2025-01-01
216699317 | SLIMAIR | SHC18AE2AG | SHM18AE2AG | 13.5 | 24 | 11.1 | Yes | Both | 4 | 700 | 900 | 150 | 350 | 2025-01-01
216699318 | SLIMAIR | SHC24AE2AG | SHM24AE2AG | 13 | 23.5 | 10 | Yes | Both | 4 | 700 | 900 | 150 | 350 | 2025-01-01
216699319 | SLIMAIR | SHC09AH2AG | SHM09AE2AG | 15 | 26 | 12.5 | Yes | Both | 4 | 700 | 900 | 150 | 350 | 2025-01-01
216699320 | SLIMAIR | SHC12AH2AG | SHM12AE2AG | 13.2 | 24 | 10.5 | Yes | Both | 4 | 700 | 900 | 150 | 350 | 2025-01-01
216699321 | SLIMAIR | SHC18AH2AG | SHM18AE2AG | 13 | 21.7 | 10.8 | Yes | Both | 4 | 700 | 900 | 150 | 350 | 2025-01-01
216699322 | SLIMAIR | SHC24AH2AG | SHM24AE2AG | 12.5 | 22.3 | 13.3 | Yes | Both | 4 | 700 | 900 | 150 | 350 | 2025-01-01
216699323 | SLIMAIR | SHC30AH2AG | SHM30AE2AG | 11.7 | 20 | 10.5 | Yes | Both | 4 | 700 | 900 | 150 | 350 | 2025-01-01
216699324 | SLIMAIR | SHC09AH2AG | SHD09AC2AG | 14 | 20.5 | 13.8 | Yes | Both | 4 | 700 | 900 | 150 | 350 | 2025-01-01
216699325 | SLIMAIR | SHC12AH2AG | SHD12AC2AG | 12 | 20 | 10.6 | Yes | Both | 4 | 700 | 900 | 150 | 350 | 2025-01-01
216699326 | SLIMAIR | SHC18AH2AG | SHD18AC2AG | 12 | 18.4 | 11.1 | Yes | Both | 4 | 700 | 900 | 150 | 350 | 2025-01-01
216699327 | SLIMAIR | SHC24AH2AG | SHD24AC2AG | 12 | 19 | 11.7 | Yes | Both | 4 | 700 | 900 | 150 | 350 | 2025-01-01
216699328 | SLIMAIR | SHC36AH2AG | SHD36AC2AG | 12 | 17.7 | 11.1 | Yes | Both | 4 | 700 | 900 | 150 | 350 | 2025-01-01
216626030 | SLIMAIR | SHC09AC1AG | SHM09AC1AG | 12.5 | 21.5 | 9 | Yes | Both | 3 | 600 | 800 | 150 | 350 | 2025-01-01
216626031 | SLIMAIR | SHC12AC1AG | SHM12AC1AG | 10 | 21.3 | 8.7 | No | N/A | 2 | 500 | 700 | 100 | 300 | 2025-01-01
216626032 | SLIMAIR | SHC09AC2AG | SHM09AC2AG | 12.6 | 21.6 | 9.4 | Yes | Both | 3 | 600 | 800 | 150 | 350 | 2025-01-01
216626033 | SLIMAIR | SHC12AC2AG | SHM12AC2AG | 10.8 | 21.3 | 9.2 | No | N/A | 3 | 600 | 800 | 150 | 350 | 2025-01-01
216626034 | SLIMAIR | SHC18AC2AG | SHM18AC2AG | 11.5 | 20.2 | 9.1 | No | N/A | 3 | 600 | 800 | 150 | 350 | 2025-01-01
216626035 | SLIMAIR | SHC24AC2AG | SHM24AC2AG | 9.6 | 18.5 | 9 | Yes | Yes | 3 | 600 | 800 | 150 | 350 | 2025-01-01
216626036 | SLIMAIR | SHC30AB2AB | SHM30AB2AB | 12 | 22.3 | 9 | Yes | No | 3 | 600 | 800 | 150 | 350 | 2025-01-01
216626037 | SLIMAIR | SHC36AB2AB | SHM36AB2AB | 9.3 | 19.5 | 9.1 | No | N/A | 3 | 600 | 800 | 150 | 350 | 2025-01-01
208447926 | SLIMAIR | SHC09VC1AG | SHM09VC1AG | 12.5 | 21.5 | 9.1 | Yes | Both | 3 | 600 | 800 | 150 | 350 | 2025-01-01
208447927 | SLIMAIR | SHC12VC1AG | SHM12VC1AG | 10.3 | 20.8 | 8.7 | No | N/A | 2 | 500 | 700 | 100 | 300 | 2025-01-01
208447928 | SLIMAIR | SHC09VC2AG | SHM09VC2AG | 12.6 | 21.7 | 9.4 | Yes | Both | 3 | 600 | 800 | 150 | 350 | 2025-01-01
208447929 | SLIMAIR | SHC12VC2AG | SHM12VC2AG | 10.8 | 21.4 | 9.2 | No | N/A | 3 | 600 | 800 | 150 | 350 | 2025-01-01
208447930 | SLIMAIR | SHC18VC2AG | SHM18VC2AG | 11 | 19.5 | 8.7 | No | N/A | 2 | 500 | 700 | 100 | 300 | 2025-01-01
208447931 | SLIMAIR | SHC24VC2AG | SHM24VC2AG | 9.5 | 18.5 | 8.6 | No | N/A | 2 | 500 | 700 | 100 | 300 | 2025-01-01
208447932 | SLIMAIR | SHC30VB2AB | SHM30VB2AB | 10.5 | 18.6 | 8.7 | No | N/A | 2 | 500 | 700 | 100 | 300 | 2025-01-01
208447933 | SLIMAIR | SHC36VB2AB | SHM36VB2AB | 8.5 | 17.5 | 8.7 | No | N/A | 2 | 500 | 700 | 100 | 300 | 2025-01-01
208447934 | SLIMAIR | SHC09VE1AG | SHM09VE1AG | 13.8 | 23 | 9.8 | Yes | No | 3 | 600 | 800 | 150 | 350 | 2025-01-01
208447935 | SLIMAIR | SHC12VE1AG | SHM12VE1AG | 12.5 | 22.7 | 10.4 | Yes | No | 4 | 700 | 900 | 150 | 350 | 2025-01-01
208447936 | SLIMAIR | SHC09VE2AG | SHM09VE2AG | 14.7 | 24 | 11.6 | Yes | Both | 4 | 700 | 900 | 150 | 350 | 2025-01-01
208447937 | SLIMAIR | SHC12VE2AG | SHM12VE2AG | 13 | 23.1 | 10.8 | Yes | Both | 4 | 700 | 900 | 150 | 350 | 2025-01-01
208447938 | SLIMAIR | SHC18VE2AG | SHM18VE2AG | 13.5 | 24 | 10.5 | Yes | Both | 4 | 700 | 900 | 150 | 350 | 2025-01-01
208447939 | SLIMAIR | SHC24VE2AG | SHM24VE2AG | 13 | 21 | 8.5 | Yes | No | 2 | 500 | 700 | 100 | 300 | 2025-01-01
208447940 | SLIMAIR | SHCD09VC2AG | SHMZ09VC2AG | 15.8 | 26.4 | 11.6 | Yes | Both | 4 | 700 | 900 | 150 | 350 | 2025-01-01
208447941 | SLIMAIR | SHCD12VC2AG | SHMZ12VC2AG | 13 | 23.1 | 10.5 | Yes | Both | 4 | 700 | 900 | 150 | 350 | 2025-01-01
208447942 | SLIMAIR | SHCD18VC2AG | SHMZ18VC2AG | 13 | 22 | 10.6 | Yes | Both | 4 | 700 | 900 | 150 | 350 | 2025-01-01
208447943 | SLIMAIR | SHCD24VC2AG | SHMZ24VC2AG | 12.5 | 22.3 | 10.3 | Yes | Both | 4 | 700 | 900 | 150 | 350 | 2025-01-01
208447944 | SLIMAIR | SHC09VE2AG | SHMZ09VC2AG | 14.7 | 24 | 11.6 | Yes | Both | 4 | 700 | 900 | 150 | 350 | 2025-01-01
208447945 | SLIMAIR | SHC12VE2AG | SHMZ12VC2AG | 13 | 23.1 | 10.8 | Yes | Both | 4 | 700 | 900 | 150 | 350 | 2025-01-01
208447946 | SLIMAIR | SHC18VE2AG | SHMZ18VC2AG | 13.5 | 24 | 10.5 | Yes | Both | 4 | 700 | 900 | 150 | 350 | 2025-01-01
208447947 | SLIMAIR | SHC24VE2AG | SHMZ24VC2AG | 13 | 21 | 8.5 | Yes | No | 2 | 500 | 700 | 100 | 300 | 2025-01-01
207614050 | SLIMAIR | SHC09VE2 | SHM09VE-2A | 14 | 21.2 | 9.9 | Yes | No | 3 | 600 | 800 | 150 | 350 | 2025-01-01
207614051 | SLIMAIR | SHC12VE2 | SHM12VE-2A | 13 | 21.3 | 8.4 | Yes | No | 1 | 400 | 600 | 100 | 300 | 2025-01-01
204825133 | SLIMAIR | SHC18VC2 | SHM18VC2A | 11 | 18.7 | 8.1 | No | N/A | 1 | 400 | 600 | 100 | 300 | 2025-01-01
213927691 | SLIMAIR | SHC30VH2AG | SHM30VE2AG | 11.7 | 20 | 10 | Yes | Both | 4 | 700 | 900 | 150 | 350 | 2025-01-01
213886031 | SLIMAIR | SHC09VH2AG | SHM09VE2AG | 15.8 | 26.4 | 11.6 | Yes | Both | 4 | 700 | 900 | 150 | 350 | 2025-01-01
213886032 | SLIMAIR | SHC12VH2AG | SHM12VE2AG | 13 | 23.1 | 10.5 | Yes | Both | 4 | 700 | 900 | 150 | 350 | 2025-01-01
213886033 | SLIMAIR | SHC18VH2AG | SHM18VE2AG | 13 | 22 | 10.6 | Yes | Both | 4 | 700 | 900 | 150 | 350 | 2025-01-01
213886034 | SLIMAIR | SHC24VH2AG | SHM24VE2AG | 12.5 | 22.3 | 10.3 | Yes | Both | 4 | 700 | 900 | 150 | 350 | 2025-01-01
201863355 | SLIMAIR | SHCD24VB2 | SHD24VB2 | 11.7 | 19.2 | 10.5 | Yes | Both | 4 | 700 | 900 | 150 | 350 | 2025-01-01
201863356 | SLIMAIR | SHCD12VB2 | SHD12VB2-1 | 11.7 | 19 | 10 | Yes | Both | 4 | 700 | 900 | 150 | 350 | 2025-01-01
200059068 | SLIMAIR | SHC18VH2 | SHM18VH2O | 12.5 | 19.4 | 8.9 | Yes | No | 2 | 500 | 700 | 100 | 300 | 2025-01-01
200059070 | SLIMAIR | SHC12VH2 | SHM12VH2O | 13 | 19.9 | 9.1 | Yes | No | 3 | 600 | 800 | 150 | 350 | 2025-01-01
200059072 | SLIMAIR | SHC18VC2 | SHM18VB-2A | 13 | 19.9 | 8.1 | Yes | No | 1 | 400 | 600 | 100 | 300 | 2025-01-01
214314792 | SLIMAIR | SHC09VE2AG | SHO06VE2AG | 14.5 | 22 | 10.8 | Yes | Both | 4 | 700 | 900 | 150 | 350 | 2025-01-01
214314793 | SLIMAIR | SHC09VE2AG | SHO09VE2AG | 13 | 22.5 | 11.5 | Yes | Both | 4 | 700 | 900 | 150 | 350 | 2025-01-01
214314794 | SLIMAIR | SHC12VE2AG | SHO12VE2AG | 12.6 | 22 | 9.8 | Yes | No | 3 | 600 | 800 | 150 | 350 | 2025-01-01
214314795 | SLIMAIR | SHC18VE2AG | SHO18VE2AG | 12.5 | 21.8 | 10.7 | Yes | No | 4 | 700 | 900 | 150 | 350 | 2025-01-01
216699329 | SLIMAIR | SHC48AH2AG | SHD48AC2AG | 10.4 | 16.7 | 10.8 | Yes | Yes | 4 | 700 | 900 | 150 | 350 | 2025-01-01
216699330 | SLIMAIR | SHC55AH2AG | SHD60AC2AG | 10.2 | 15.8 | 10.4 | Yes | Yes | 2 | 500 | 700 | 100 | 300 | 2025-01-01
216699331 | SLIMAIR | SHC09AE2AG | SHD09AC2AG | 13 | 19.7 | 11.5 | Yes | Both | 4 | 700 | 900 | 150 | 350 | 2025-01-01
216699332 | SLIMAIR | SHC12AE2AG | SHD12AC2AG | 12 | 19.5 | 10.5 | Yes | Both | 4 | 700 | 900 | 150 | 350 | 2025-01-01
216699333 | SLIMAIR | SHC18AE2AG | SHD18AC2AG | 13.3 | 20 | 11.3 | Yes | Both | 4 | 700 | 900 | 150 | 350 | 2025-01-01
216699334 | SLIMAIR | SHC24AE2AG | SHD24AC2AG | 12.5 | 19 | 11 | Yes | Both | 4 | 700 | 900 | 150 | 350 | 2025-01-01
216699335 | SLIMAIR | SHC36AC2AG | SHD36AC2AG | 10.1 | 18.7 | 10.2 | No | N/A | 4 | 700 | 900 | 150 | 350 | 2025-01-01
216699336 | SLIMAIR | SHC48AC2AG | SHD48AC2AG | 10 | 17.1 | 9.8 | Yes | Yes | 3 | 600 | 800 | 150 | 350 | 2025-01-01
216699337 | SLIMAIR | SHC60AC2AG | SHD60AC2AG | 10 | 17 | 9.7 | No | N/A | 3 | 600 | 800 | 150 | 350 | 2025-01-01
216699338 | SLIMAIR | SHC18AH2AG | SHS18AC2AG | 12.5 | 20.4 | 10.3 | Yes | Both | 4 | 700 | 900 | 150 | 350 | 2025-01-01
216699339 | SLIMAIR | SHC24AH2AG | SHS24AC2AG | 12 | 20.4 | 12.1 | Yes | Both | 4 | 700 | 900 | 150 | 350 | 2025-01-01
216699340 | SLIMAIR | SHC36AH2AG | SHS36AC2AG | 12 | 20 | 10.8 | Yes | Both | 4 | 700 | 900 | 150 | 350 | 2025-01-01
216699341 | SLIMAIR | SHC48AH2AG | SHS48AC2AG | 9.4 | 18.5 | 10.1 | Yes | Yes | 4 | 700 | 900 | 150 | 350 | 2025-01-01
216699342 | SLIMAIR | SHC55AH2AG | SHS60AC2AG | 9 | 18 | 10.7 | Yes | Yes | 4 | 700 | 900 | 150 | 350 | 2025-01-01
216699343 | SLIMAIR | SHC18AE2AG | SHS18AC2AG | 12.5 | 22.3 | 10.4 | Yes | Both | 4 | 700 | 900 | 150 | 350 | 2025-01-01
216699344 | SLIMAIR | SHC24AE2AG | SHS24AC2AG | 12.2 | 21.1 | 11.1 | Yes | Both | 4 | 700 | 900 | 150 | 350 | 2025-01-01
216699345 | SLIMAIR | SHC36AC2AG | SHS36AC2AG | 10.1 | 20 | 10 | No | N/A | 4 | 700 | 900 | 150 | 350 | 2025-01-01
216699346 | SLIMAIR | SHC48AC2AG | SHS48AC2AG | 9.5 | 19.8 | 10.2 | Yes | Yes | 4 | 700 | 900 | 150 | 350 | 2025-01-01
216699347 | SLIMAIR | SHC60AC2AG | SHS60AC2AG | 9.5 | 19.5 | 9.5 | No | N/A | 3 | 600 | 800 | 150 | 350 | 2025-01-01
216699348 | SLIMAIR | SHC09AH2AG | SHL09AC2AG | 14 | 22.6 | 12.1 | Yes | Both | 4 | 700 | 900 | 150 | 350 | 2025-01-01
216699349 | SLIMAIR | SHC12AH2AG | SHL12AC2AG | 12.5 | 22.2 | 11.6 | Yes | Both | 4 | 700 | 900 | 150 | 350 | 2025-01-01
216699350 | SLIMAIR | SHC18AH2AG | SHL18AC2AG | 12.5 | 20 | 12.3 | Yes | Both | 4 | 700 | 900 | 150 | 350 | 2025-01-01
216699351 | SLIMAIR | SHC24AH2AG | SHL24AC2AG | 12 | 20.7 | 11.6 | Yes | Both | 4 | 700 | 900 | 150 | 350 | 2025-01-01
216699352 | SLIMAIR | SHC36AH2AG | SHL36AC2AG | 12 | 21.2 | 10.6 | Yes | Both | 4 | 700 | 900 | 150 | 350 | 2025-01-01
216699353 | SLIMAIR | SHC48AH2AG | SHL48AC2AG | 10 | 18 | 11 | Yes | Yes | 4 | 700 | 900 | 150 | 350 | 2025-01-01
216699354 | SLIMAIR | SHC09AE2AG | SHL09AC2AG | 14.3 | 21.6 | 11.3 | Yes | Both | 4 | 700 | 900 | 150 | 350 | 2025-01-01
216699355 | SLIMAIR | SHC12AE2AG | SHL12AC2AG | 12.5 | 21.1 | 10.4 | Yes | Both | 4 | 700 | 900 | 150 | 350 | 2025-01-01
216699356 | SLIMAIR | SHC18AE2AG | SHL18AC2AG | 12.5 | 20.7 | 11.4 | Yes | Both | 4 | 700 | 900 | 150 | 350 | 2025-01-01
216699357 | SLIMAIR | SHC24AE2AG | SHL24AC2AG | 12 | 22 | 10.5 | Yes | Both | 4 | 700 | 900 | 150 | 350 | 2025-01-01
216699358 | SLIMAIR | SHC36AC2AG | SHL36AC2AG | 9.6 | 20 | 10.3 | Yes | Yes | 4 | 700 | 900 | 150 | 350 | 2025-01-01
216699359 | SLIMAIR | SHC48AC2AG | SHL48AC2AG | 9.5 | 19 | 9.9 | Yes | Yes | 3 | 600 | 800 | 150 | 350 | 2025-01-01
214728300 | SLIMAIR | SHC09VH2AG | SHLZ09VC2AG | 13 | 20.5 | 10.3 | Yes | Both | 4 | 700 | 900 | 150 | 350 | 2025-01-01
214728301 | SLIMAIR | SHC12VH2AG | SHLZ12VC2AG | 12.7 | 22.3 | 10.2 | Yes | Both | 4 | 700 | 900 | 150 | 350 | 2025-01-01
214728302 | SLIMAIR | SHC18VH2AG | SHLZ18VC2AG | 12.5 | 20 | 9.5 | Yes | Both | 3 | 600 | 800 | 150 | 350 | 2025-01-01
214728303 | SLIMAIR | SHC24VH2AG | SHLZ24VC2AG | 11 | 20.5 | 11.5 | Yes | Both | 4 | 700 | 900 | 150 | 350 | 2025-01-01
214728304 | SLIMAIR | SHC18VH2AG | SHS18VC2AG | 12.5 | 20.5 | 9.8 | Yes | Both | 3 | 600 | 800 | 150 | 350 | 2025-01-01
214728305 | SLIMAIR | SHC24VH2AG | SHS24VC2AG | 11.7 | 20.5 | 11 | Yes | Both | 4 | 700 | 900 | 150 | 350 | 2025-01-01
214606456 | SLIMAIR | SHC09VE2AG | SHD09VC2AG | 12.5 | 19.2 | 10.2 | Yes | Both | 4 | 700 | 900 | 150 | 350 | 2025-01-01
214606457 | SLIMAIR | SHC12VE2AG | SHD12VC2AG | 11.7 | 19 | 10.3 | Yes | Both | 4 | 700 | 900 | 150 | 350 | 2025-01-01
214606458 | SLIMAIR | SHC18VE2AG | SHD18VC2AG | 12.5 | 20 | 10.6 | Yes | No | 4 | 700 | 900 | 150 | 350 | 2025-01-01
214606459 | SLIMAIR | SHC24VE2AG | SHD24VC2AG | 12.5 | 19 | 11.2 | Yes | Both | 4 | 700 | 900 | 150 | 350 | 2025-01-01
214606460 | SLIMAIR | SHC36VC2AG | SHD36VC2AG | 8.8 | 15.8 | 8.8 | No | N/A | 2 | 500 | 700 | 100 | 300 | 2025-01-01
214606462 | SLIMAIR | SHC60VC2AG | SHD60VC2AG | 10.3 | 17 | 8.4 | No | N/A | 1 | 400 | 600 | 100 | 300 | 2025-01-01
214606463 | SLIMAIR | SHC09VH2AG | SHD09VC2AG | 13.2 | 20.2 | 12 | Yes | Both | 4 | 700 | 900 | 150 | 350 | 2025-01-01
214606464 | SLIMAIR | SHC12VH2AG | SHD12VC2AG | 11.7 | 19.5 | 10 | Yes | Both | 4 | 700 | 900 | 150 | 350 | 2025-01-01
214606465 | SLIMAIR | SHC18VH2AG | SHD18VC2AG | 11.7 | 18 | 9.5 | Yes | Both | 3 | 600 | 800 | 150 | 350 | 2025-01-01
214606466 | SLIMAIR | SHC24VH2AG | SHD24VC2AG | 12 | 19.2 | 10.5 | Yes | Both | 4 | 700 | 900 | 150 | 350 | 2025-01-01
214606467 | SLIMAIR | SHC36VH2AG | SHD36VC2AG | 9 | 16.5 | 11 | Yes | Yes | 4 | 700 | 900 | 150 | 350 | 2025-01-01
214606469 | SLIMAIR | SHC55VH2AG | SHD60VC2AG | 9.4 | 15.8 | 9.5 | Yes | Yes | 2 | 500 | 700 | 100 | 300 | 2025-01-01
210857475 | SLIMAIR | SHC09VE2AG | SHLZ09VC2AG | 13 | 20 | 10 | Yes | Both | 4 | 700 | 900 | 150 | 350 | 2025-01-01
210857476 | SLIMAIR | SHC12VE2AG | SHLZ12VC2AG | 14 | 22.7 | 10 | Yes | No | 4 | 700 | 900 | 150 | 350 | 2025-01-01
210857477 | SLIMAIR | SHC18VE2AG | SHLZ18VC2AG | 12.5 | 20.5 | 10.5 | Yes | No | 4 | 700 | 900 | 150 | 350 | 2025-01-01
210857478 | SLIMAIR | SHC24VE2AG | SHLZ24VC2AG | 12.5 | 21.5 | 9.7 | Yes | Both | 3 | 600 | 800 | 150 | 350 | 2025-01-01
200059075 | SLIMAIR TECHNOLOGIES | SHC3Z27-VB2 |  | 12 | 22 | 8.9 | Yes | Both | 2 | 500 | 700 | 100 | 300 | 2025-01-01
200059077 | SLIMAIR TECHNOLOGIES | SHC4Z36-VB2 |  | 10.8 | 22.5 | 9.2 | No | N/A | 3 | 600 | 800 | 150 | 350 | 2025-01-01
200059079 | SLIMAIR TECHNOLOGIES | SHC2Z18-VB2 |  | 11.7 | 20.5 | 8.9 | Yes | No | 2 | 500 | 700 | 100 | 300 | 2025-01-01
200059067 | SLIMAIR TECHNOLOGIES | SHC18VH2 | SHM18VH2O | 12.5 | 19.4 | 8.9 | Yes | No | 2 | 500 | 700 | 100 | 300 | 2025-01-01
200059069 | SLIMAIR TECHNOLOGIES | SHC12VH2 | SHM12VH2O | 13 | 19.9 | 9.1 | Yes | No | 3 | 600 | 800 | 150 | 350 | 2025-01-01
200059071 | SLIMAIR TECHNOLOGIES | SHC18VC2 | SHM18VB-2A | 13 | 19.9 | 8.1 | Yes | No | 1 | 400 | 600 | 100 | 300 | 2025-01-01
9060038 | SLIMAIR TECHNOLOGIES | SHC09VB-2H | SHM09VB-2DC | 13.7 | 22 | 8.5 | No | N/A | 2 | 500 | 700 | 100 | 300 | 2025-01-01
9060039 | SLIMAIR TECHNOLOGIES | SHC12VB-2H | SHM12VB-2DC | 13 | 21 | 9.5 | No | N/A | 3 | 600 | 800 | 150 | 350 | 2025-01-01
9060040 | SLIMAIR TECHNOLOGIES | SHC18VB-2H | SHM18VB-2DC | 13 | 22.5 | 8.6 | No | N/A | 2 | 500 | 700 | 100 | 300 | 2025-01-01
9060043 | SLIMAIR TECHNOLOGIES | SHC24VB-2H | SHM24VB-2DC | 12.2 | 20.5 | 8.6 | No | N/A | 2 | 500 | 700 | 100 | 300 | 2025-01-01
9060044 | SLIMAIR TECHNOLOGIES | SHC30VA-2H | SHM30VA-2VT | 10 | 18.5 | 9 | No | N/A | 3 | 600 | 800 | 150 | 350 | 2025-01-01
215357527 | SMART COMFORT | D5CMHAH18CAK |  | 13 | 20 | 10 | Yes | Both | 4 | 700 | 900 | 150 | 350 | 2025-01-01
215357530 | SMART COMFORT | D5CMHAH24DAK |  | 13 | 20 | 9.5 | Yes | Both | 3 | 600 | 800 | 150 | 350 | 2025-01-01
215357536 | SMART COMFORT | D5CMHAH30EAK |  | 12.5 | 19.5 | 10.5 | Yes | Both | 4 | 700 | 900 | 150 | 350 | 2025-01-01
215357539 | SMART COMFORT | D5CMHAH36EAK |  | 12 | 19.5 | 10.5 | Yes | Both | 4 | 700 | 900 | 150 | 350 | 2025-01-01
215357542 | SMART COMFORT | D5CMHAH48FAK |  | 11.7 | 20.5 | 11 | Yes | Both | 4 | 700 | 900 | 150 | 350 | 2025-01-01
215357545 | SMART COMFORT | D5CMHAH55FAK |  | 11.7 | 20.2 | 10.7 | Yes | Both | 4 | 700 | 900 | 150 | 350 | 2025-01-01
215357548 | SMART COMFORT | D5CMRAH18CAK |  | 12 | 20 | 10 | Yes | Both | 4 | 700 | 900 | 150 | 350 | 2025-01-01
215357551 | SMART COMFORT | D5CMRAH24DAK |  | 12.5 | 21 | 9.5 | Yes | Both | 3 | 600 | 800 | 150 | 350 | 2025-01-01
215357557 | SMART COMFORT | D5CMRAH30EAK |  | 12 | 21 | 9.5 | Yes | Both | 3 | 600 | 800 | 150 | 350 | 2025-01-01
215357560 | SMART COMFORT | D5CMRAH36EAK |  | 11.7 | 20 | 9.2 | Yes | Both | 3 | 600 | 800 | 150 | 350 | 2025-01-01
215357563 | SMART COMFORT | D5CMRAH48FAK |  | 12 | 20.5 | 10.6 | Yes | Both | 4 | 700 | 900 | 150 | 350 | 2025-01-01
215357566 | SMART COMFORT | D5CMRAH55FAK |  | 10 | 18 | 9.3 | No | N/A | 3 | 600 | 800 | 150 | 350 | 2025-01-01
207643168 | SMART COMFORT | DLCMHBH48EAK |  | 11.7 | 20.9 | 9 | Yes | Both | 3 | 600 | 800 | 150 | 350 | 2025-01-01
202119272 | SMART COMFORT | DLCMRAH18BAK |  | 11.7 | 18.3 | 9 | Yes | No | 3 | 600 | 800 | 150 | 350 | 2025-01-01
202119273 | SMART COMFORT | DLCMRAH27CAK |  | 11 | 20 | 8.5 | No | N/A | 2 | 500 | 700 | 100 | 300 | 2025-01-01
202119274 | SMART COMFORT | DLCMRAH36DAK |  | 10 | 18.5 | 8.7 | No | N/A | 2 | 500 | 700 | 100 | 300 | 2025-01-01
202119275 | SMART COMFORT | DLCMRAH48EAK |  | 10.1 | 18.3 | 9.6 | No | N/A | 3 | 600 | 800 | 150 | 350 | 2025-01-01
207643156 | SMART COMFORT | DLCMRBH18BAK |  | 12 | 19 | 9.8 | Yes | Both | 3 | 600 | 800 | 150 | 350 | 2025-01-01
207643159 | SMART COMFORT | DLCMHBH24CAK |  | 12.5 | 21.3 | 9.7 | Yes | Both | 3 | 600 | 800 | 150 | 350 | 2025-01-01
207643162 | SMART COMFORT | DLCMHBH30DAK |  | 12 | 20 | 9.2 | Yes | No | 3 | 600 | 800 | 150 | 350 | 2025-01-01
207643164 | SMART COMFORT | DLCMRBH36DAK |  | 11 | 20 | 9.2 | No | N/A | 3 | 600 | 800 | 150 | 350 | 2025-01-01
207643171 | SMART COMFORT | DLCMHBH36DAK |  | 11.7 | 19 | 10 | Yes | No | 4 | 700 | 900 | 150 | 350 | 2025-01-01
207643174 | SMART COMFORT | DLCMRBH48EAK |  | 10.8 | 20.5 | 9.7 | No | N/A | 3 | 600 | 800 | 150 | 350 | 2025-01-01
207643173 | SMART COMFORT | DLCMRBH48EAK |  | 11 | 21.1 | 9.5 | No | N/A | 3 | 600 | 800 | 150 | 350 | 2025-01-01
207643165 | SMART COMFORT | DLCMRBH36DAK |  | 10.6 | 23.1 | 9.6 | No | N/A | 3 | 600 | 800 | 150 | 350 | 2025-01-01
207643161 | SMART COMFORT | DLCMHBH30DAK |  | 12 | 22.4 | 9.5 | Yes | No | 3 | 600 | 800 | 150 | 350 | 2025-01-01
207643167 | SMART COMFORT | DLCMHBH48EAK |  | 11 | 21.2 | 10 | Yes | Both | 4 | 700 | 900 | 150 | 350 | 2025-01-01
207643155 | SMART COMFORT | DLCMRBH18BAK |  | 12.5 | 21 | 10.2 | Yes | No | 4 | 700 | 900 | 150 | 350 | 2025-01-01
207643158 | SMART COMFORT | DLCMHBH24CAK |  | 12.5 | 22.3 | 9.6 | Yes | Both | 3 | 600 | 800 | 150 | 350 | 2025-01-01
202119269 | SMART COMFORT | DLCMRAH18BAK |  | 11.7 | 20.5 | 8.7 | Yes | No | 2 | 500 | 700 | 100 | 300 | 2025-01-01
202119270 | SMART COMFORT | DLCMRAH27CAK |  | 11.5 | 22 | 9.6 | Yes | Both | 3 | 600 | 800 | 150 | 350 | 2025-01-01
202119271 | SMART COMFORT | DLCMRAH36DAK |  | 10.5 | 21.4 | 8.6 | Yes | Yes | 2 | 500 | 700 | 100 | 300 | 2025-01-01
202119335 | SMART COMFORT | DLCMRAH48EAK |  | 11 | 20.5 | 8.8 | No | N/A | 2 | 500 | 700 | 100 | 300 | 2025-01-01
216765635 | SMART COMFORT | D5CMTAH18CAK |  | 11.7 | 18.5 | 9.2 | Yes | Both | 3 | 600 | 800 | 150 | 350 | 2025-01-01
216765636 | SMART COMFORT | D5CMTAH27DAK |  | 10.5 | 18.5 | 8.5 | Yes | Yes | 2 | 500 | 700 | 100 | 300 | 2025-01-01
216765637 | SMART COMFORT | D5CMTAH36EAK |  | 9.5 | 18.8 | 8.5 | Yes | Yes | 2 | 500 | 700 | 100 | 300 | 2025-01-01
216765638 | SMART COMFORT | D5CMTAH48FAK |  | 10 | 18.7 | 9.5 | Yes | Yes | 3 | 600 | 800 | 150 | 350 | 2025-01-01
207643170 | SMART COMFORT | DLCMHBH36DAK |  | 12.5 | 20 | 9.7 | Yes | Both | 3 | 600 | 800 | 150 | 350 | 2025-01-01
215357565 | SMART COMFORT | D5CMRAH55FAK |  | 10 | 22 | 9.6 | No | N/A | 3 | 600 | 800 | 150 | 350 | 2025-01-01
215357559 | SMART COMFORT | D5CMRAH36EAK |  | 12 | 24 | 9.5 | Yes | Both | 3 | 600 | 800 | 150 | 350 | 2025-01-01
215357562 | SMART COMFORT | D5CMRAH48FAK |  | 12.5 | 24 | 10.4 | Yes | Both | 4 | 700 | 900 | 150 | 350 | 2025-01-01
215357550 | SMART COMFORT | D5CMRAH24DAK |  | 13.5 | 25 | 9.5 | Yes | Both | 3 | 600 | 800 | 150 | 350 | 2025-01-01
215357556 | SMART COMFORT | D5CMRAH30EAK |  | 13 | 25 | 10 | Yes | Both | 4 | 700 | 900 | 150 | 350 | 2025-01-01
215357544 | SMART COMFORT | D5CMHAH55FAK |  | 12 | 22.3 | 10.5 | Yes | Both | 4 | 700 | 900 | 150 | 350 | 2025-01-01
215357547 | SMART COMFORT | D5CMRAH18CAK |  | 14 | 25.2 | 9.8 | Yes | Both | 3 | 600 | 800 | 150 | 350 | 2025-01-01
215357538 | SMART COMFORT | D5CMHAH36EAK |  | 13.1 | 23.1 | 10.7 | Yes | Both | 4 | 700 | 900 | 150 | 350 | 2025-01-01
215357541 | SMART COMFORT | D5CMHAH48FAK |  | 12 | 23 | 11.3 | Yes | Both | 4 | 700 | 900 | 150 | 350 | 2025-01-01
215357529 | SMART COMFORT | D5CMHAH24DAK |  | 13 | 24 | 10 | Yes | Both | 4 | 700 | 900 | 150 | 350 | 2025-01-01
215357535 | SMART COMFORT | D5CMHAH30EAK |  | 13.2 | 24 | 10.7 | Yes | Both | 4 | 700 | 900 | 150 | 350 | 2025-01-01
215357526 | SMART COMFORT | D5CMHAH18CAK |  | 15 | 25 | 10.5 | Yes | Both | 4 | 700 | 900 | 150 | 350 | 2025-01-01
213363478 | SMART COMFORT | DLCMTAH48EAK |  | 10 | 18.7 | 8.8 | Yes | Yes | 2 | 500 | 700 | 100 | 300 | 2025-01-01
213363481 | SMART COMFORT | DLCMTAH27CAK |  | 11.5 | 20 | 8.5 | No | N/A | 2 | 500 | 700 | 100 | 300 | 2025-01-01
213363484 | SMART COMFORT | DLCMTAH18BAK |  | 11.5 | 18 | 8.7 | Yes | Both | 2 | 500 | 700 | 100 | 300 | 2025-01-01
213363487 | SMART COMFORT | DLCMTAH36DAK |  | 10 | 20 | 8.5 | No | N/A | 2 | 500 | 700 | 100 | 300 | 2025-01-01
215357531 | SMART COMFORT | D5CMHAH24DAK |  | 13 | 22 | 9.75 | Yes | Both | 3 | 600 | 800 | 150 | 350 | 2025-01-01
215357528 | SMART COMFORT | D5CMHAH18CAK |  | 14 | 22.5 | 10.25 | Yes | Both | 4 | 700 | 900 | 150 | 350 | 2025-01-01
215357537 | SMART COMFORT | D5CMHAH30EAK |  | 12.85 | 21.75 | 10.6 | Yes | Both | 4 | 700 | 900 | 150 | 350 | 2025-01-01
215357540 | SMART COMFORT | D5CMHAH36EAK |  | 12.55 | 21.3 | 10.6 | Yes | Both | 4 | 700 | 900 | 150 | 350 | 2025-01-01
215357549 | SMART COMFORT | D5CMRAH18CAK |  | 13 | 22.6 | 9.9 | Yes | Both | 3 | 600 | 800 | 150 | 350 | 2025-01-01
215357546 | SMART COMFORT | D5CMHAH55FAK |  | 11.85 | 21.25 | 10.6 | Yes | Both | 4 | 700 | 900 | 150 | 350 | 2025-01-01
215357543 | SMART COMFORT | D5CMHAH48FAK |  | 11.85 | 21.75 | 11.15 | Yes | Both | 4 | 700 | 900 | 150 | 350 | 2025-01-01
215357552 | SMART COMFORT | D5CMRAH24DAK |  | 13 | 23 | 9.5 | Yes | Both | 3 | 600 | 800 | 150 | 350 | 2025-01-01
215357561 | SMART COMFORT | D5CMRAH36EAK |  | 11.85 | 22 | 9.35 | Yes | Both | 3 | 600 | 800 | 150 | 350 | 2025-01-01
215357558 | SMART COMFORT | D5CMRAH30EAK |  | 12.5 | 23 | 9.75 | Yes | Both | 3 | 600 | 800 | 150 | 350 | 2025-01-01
215357564 | SMART COMFORT | D5CMRAH48FAK |  | 12.25 | 22.5 | 10.5 | Yes | Both | 4 | 700 | 900 | 150 | 350 | 2025-01-01
215357567 | SMART COMFORT | D5CMRAH55FAK |  | 10 | 20 | 9.45 | No | N/A | 3 | 600 | 800 | 150 | 350 | 2025-01-01
207643169 | SMART COMFORT | DLCMHBH48EAK |  | 11.35 | 21.05 | 9.4 | Yes | Both | 3 | 600 | 800 | 150 | 350 | 2025-01-01
202119289 | SMART COMFORT | DLCMRAH18BAK |  | 11.7 | 19.4 | 8.85 | Yes | No | 2 | 500 | 700 | 100 | 300 | 2025-01-01
202119290 | SMART COMFORT | DLCMRAH27CAK |  | 11.25 | 21 | 9.05 | No | N/A | 3 | 600 | 800 | 150 | 350 | 2025-01-01
202119291 | SMART COMFORT | DLCMRAH36DAK |  | 10.25 | 19.95 | 8.65 | No | N/A | 2 | 500 | 700 | 100 | 300 | 2025-01-01
202119292 | SMART COMFORT | DLCMRAH48EAK |  | 10.55 | 19.4 | 9.2 | No | N/A | 3 | 600 | 800 | 150 | 350 | 2025-01-01
207643157 | SMART COMFORT | DLCMRBH18BAK |  | 12.25 | 20 | 10 | Yes | No | 4 | 700 | 900 | 150 | 350 | 2025-01-01
207643166 | SMART COMFORT | DLCMRBH36DAK |  | 10.8 | 21.55 | 9.4 | No | N/A | 3 | 600 | 800 | 150 | 350 | 2025-01-01
207643163 | SMART COMFORT | DLCMHBH30DAK |  | 12 | 21.2 | 9.35 | Yes | No | 3 | 600 | 800 | 150 | 350 | 2025-01-01
207643160 | SMART COMFORT | DLCMHBH24CAK |  | 12.5 | 21.8 | 9.65 | Yes | Both | 3 | 600 | 800 | 150 | 350 | 2025-01-01
207643175 | SMART COMFORT | DLCMRBH48EAK |  | 10.9 | 20.8 | 9.6 | No | N/A | 3 | 600 | 800 | 150 | 350 | 2025-01-01
207643172 | SMART COMFORT | DLCMHBH36DAK |  | 12.1 | 19.5 | 9.85 | Yes | Both | 3 | 600 | 800 | 150 | 350 | 2025-01-01
209270279 | SMART COMFORT | DLCSRBH09AAK | DLFCCAH09XAK | 13 | 24 | 12.4 | Yes | Both | 4 | 700 | 900 | 150 | 350 | 2025-01-01
209270280 | SMART COMFORT | DLCSRBH18AAK | DLFCCAH18XAK | 12.5 | 19.8 | 11.2 | Yes | Both | 4 | 700 | 900 | 150 | 350 | 2025-01-01
212521273 | SMART COMFORT | DLCPRAH09AAK | DLFPHBH09XAK | 12.1 | 19.5 | 12.1 | Yes | No | 4 | 700 | 900 | 150 | 350 | 2025-01-01
212521274 | SMART COMFORT | DLCPRAH12AAK | DLFPHBH12XAK | 11 | 18.2 | 10 | Yes | Both | 4 | 700 | 900 | 150 | 350 | 2025-01-01
212521292 | SMART COMFORT | DLCPRAH18AAK | DLFPHBH18XAK | 12.4 | 24.1 | 12 | Yes | Both | 4 | 700 | 900 | 150 | 350 | 2025-01-01
208447678 | SMART COMFORT | DLCSRBH12AAK | DLFSHCH12XAK | 14 | 25.5 | 10.4 | Yes | Both | 4 | 700 | 900 | 150 | 350 | 2025-01-01
208447679 | SMART COMFORT | DLCSRBH24AAK | DLFSHCH24XAK | 13 | 21.5 | 11.4 | Yes | Both | 4 | 700 | 900 | 150 | 350 | 2025-01-01
208447681 | SMART COMFORT | DLCSRBH09AAK | DLFSHCH09XAK | 16.2 | 28.1 | 11.5 | Yes | Both | 4 | 700 | 900 | 150 | 350 | 2025-01-01
208447682 | SMART COMFORT | DLCSRBH30AAK | DLFSHCH30XAK | 11.5 | 20.1 | 9 | No | N/A | 3 | 600 | 800 | 150 | 350 | 2025-01-01
208447683 | SMART COMFORT | DLCSRBH18AAK | DLFSHCH18XAK | 12.5 | 21.5 | 11.3 | Yes | Both | 4 | 700 | 900 | 150 | 350 | 2025-01-01
208447684 | SMART COMFORT | DLCSRBH12AAJ | DLFSHCH12XAJ | 13 | 23.5 | 10 | Yes | No | 4 | 700 | 900 | 150 | 350 | 2025-01-01
208447685 | SMART COMFORT | DLCSRBH06AAK | DLFSHCH06XAK | 15.8 | 26.5 | 13.6 | Yes | Both | 4 | 700 | 900 | 150 | 350 | 2025-01-01
208447758 | SMART COMFORT | DLCERBH12AAJ | DLFEHBH12XAJ | 10.3 | 20.8 | 8.7 | No | N/A | 2 | 500 | 700 | 100 | 300 | 2025-01-01
208447759 | SMART COMFORT | DLCERBH09AAJ | DLFEHBH09XAJ | 12.5 | 21.5 | 9.1 | Yes | Both | 3 | 600 | 800 | 150 | 350 | 2025-01-01
208447761 | SMART COMFORT | DLCERBH18AAK | DLFEHBH18XAK | 11 | 19.5 | 8.7 | No | N/A | 2 | 500 | 700 | 100 | 300 | 2025-01-01
208447762 | SMART COMFORT | DLCERBH30AAK | DLFEHBH30XAK | 12.2 | 21 | 8.7 | Yes | No | 2 | 500 | 700 | 100 | 300 | 2025-01-01
208447763 | SMART COMFORT | DLCERBH12AAK | DLFEHBH12XAK | 10.8 | 21.4 | 9.2 | No | N/A | 3 | 600 | 800 | 150 | 350 | 2025-01-01
208447764 | SMART COMFORT | DLCERBH09AAK | DLFEHBH09XAK | 12.6 | 21.7 | 9.4 | Yes | Both | 3 | 600 | 800 | 150 | 350 | 2025-01-01
208447765 | SMART COMFORT | DLCERBH24AAK | DLFEHBH24XAK | 9.5 | 18.5 | 8.6 | No | N/A | 2 | 500 | 700 | 100 | 300 | 2025-01-01
208101299 | SMART COMFORT | DLCLRCH58AAK | DLFLDAH58XAK | 10.3 | 17 | 8.4 | No | N/A | 1 | 400 | 600 | 100 | 300 | 2025-01-01
208101300 | SMART COMFORT | DLCLRCH58AAK | DLFLFAH58XAK | 9.8 | 19.8 | 9 | No | N/A | 3 | 600 | 800 | 150 | 350 | 2025-01-01
208102131 | SMART COMFORT | DLCSRBH30AAK11 | DLFSHBH30XAK | 12.2 | 21 | 8.7 | Yes | No | 2 | 500 | 700 | 100 | 300 | 2025-01-01
207826652 | SMART COMFORT | DLCPRBH18AAK | DLFPHBH18XAK | 15.3 | 26.3 | 15.5 | Yes | Both | 4 | 700 | 900 | 150 | 350 | 2025-01-01
207801576 | SMART COMFORT | DLCSRBH18AAK | DLFSDAH24XAK | 12.1 | 18 | 10.5 | Yes | Both | 4 | 700 | 900 | 150 | 350 | 2025-01-01
207683377 | SMART COMFORT | DLCLRCH36AAK | DLFLCBH36XAK | 9.4 | 19.2 | 8.8 | No | N/A | 2 | 500 | 700 | 100 | 300 | 2025-01-01
207683378 | SMART COMFORT | DLCLRCH36AAK | DLFLDAH36XAK | 8.8 | 15.8 | 8.8 | No | N/A | 2 | 500 | 700 | 100 | 300 | 2025-01-01
207683379 | SMART COMFORT | DLCLRCH36AAK | DLFLFAH36XAK | 8.5 | 19 | 9 | No | N/A | 3 | 600 | 800 | 150 | 350 | 2025-01-01
207683380 | SMART COMFORT | DLCLRCH48AAK | DLFLCBH48XAK | 9.5 | 18.5 | 9.8 | No | N/A | 3 | 600 | 800 | 150 | 350 | 2025-01-01
207683382 | SMART COMFORT | DLCLRCH48AAK | DLFLFAH48XAK | 9.3 | 18.9 | 10 | Yes | Yes | 4 | 700 | 900 | 150 | 350 | 2025-01-01
207683383 | SMART COMFORT | DLCSRBH24AAK | DLFSCBH24XAK | 11 | 20.5 | 11.5 | Yes | Both | 4 | 700 | 900 | 150 | 350 | 2025-01-01
207614975 | SMART COMFORT | DLCPRBH09AAK | DLFPHBH09XAK | 16 | 27 | 17.5 | Yes | Both | 4 | 700 | 900 | 150 | 350 | 2025-01-01
207614976 | SMART COMFORT | DLCPRBH12AAK | DLFPHBH12XAK | 14 | 25.3 | 11.7 | Yes | Both | 4 | 700 | 900 | 150 | 350 | 2025-01-01
207188929 | SMART COMFORT | DLCSRBH06AAK | DLFSHBH06XAK | 15 | 23.5 | 12 | Yes | Both | 4 | 700 | 900 | 150 | 350 | 2025-01-01
207188930 | SMART COMFORT | DLCSRBH30AAK | DLFSHBH30XAK | 12.2 | 21 | 8.2 | Yes | No | 1 | 400 | 600 | 100 | 300 | 2025-01-01
206350470 | SMART COMFORT | DLCSRBH09AAK | DLFSCAH09XAK | 13 | 20.5 | 10.3 | Yes | Both | 4 | 700 | 900 | 150 | 350 | 2025-01-01
206350471 | SMART COMFORT | DLCSRBH09AAK | DLFSDAH09XAK | 13.2 | 20.2 | 12 | Yes | Both | 4 | 700 | 900 | 150 | 350 | 2025-01-01
206350472 | SMART COMFORT | DLCSRBH12AAK | DLFSCAH12XAK | 12.7 | 22.3 | 10.2 | Yes | Both | 4 | 700 | 900 | 150 | 350 | 2025-01-01
206350473 | SMART COMFORT | DLCSRBH12AAK | DLFSDAH12XAK | 11.7 | 19.5 | 10 | Yes | Both | 4 | 700 | 900 | 150 | 350 | 2025-01-01
206350474 | SMART COMFORT | DLCSRBH12AAK | DLFSFAH12XAK | 13 | 23.6 | 10 | Yes | Both | 4 | 700 | 900 | 150 | 350 | 2025-01-01
206350475 | SMART COMFORT | DLCSRBH18AAK | DLFSCAH18XAK | 12.5 | 20 | 9.5 | Yes | Both | 3 | 600 | 800 | 150 | 350 | 2025-01-01
206350476 | SMART COMFORT | DLCSRBH18AAK | DLFSDAH18XAK | 11.7 | 18 | 9.5 | Yes | Both | 3 | 600 | 800 | 150 | 350 | 2025-01-01
206350477 | SMART COMFORT | DLCSRBH18AAK | DLFSFAH18XAK | 12.5 | 20.5 | 9.8 | Yes | Both | 3 | 600 | 800 | 150 | 350 | 2025-01-01
206350479 | SMART COMFORT | DLCSRBH24AAK | DLFSDAH24XAK | 12 | 19.2 | 10.5 | Yes | Both | 4 | 700 | 900 | 150 | 350 | 2025-01-01
206350480 | SMART COMFORT | DLCSRBH24AAK | DLFSFAH24XAK | 11.7 | 20.5 | 11 | Yes | Both | 4 | 700 | 900 | 150 | 350 | 2025-01-01
206361908 | SMART COMFORT | DLCSRBH12AAJ | DLFSHBH12XAJ | 12.5 | 22.7 | 10.4 | Yes | No | 4 | 700 | 900 | 150 | 350 | 2025-01-01
206361909 | SMART COMFORT | DLCSRBH09AAK | DLFSHBH09XAK | 15.8 | 26.4 | 11.6 | Yes | Both | 4 | 700 | 900 | 150 | 350 | 2025-01-01
206361910 | SMART COMFORT | DLCSRBH12AAK | DLFSHBH12XAK | 13 | 23.1 | 10.5 | Yes | Both | 4 | 700 | 900 | 150 | 350 | 2025-01-01
206361911 | SMART COMFORT | DLCSRBH18AAK | DLFSHBH18XAK | 13 | 22 | 10.6 | Yes | Both | 4 | 700 | 900 | 150 | 350 | 2025-01-01
206361912 | SMART COMFORT | DLCSRBH24AAK | DLFSHBH24XAK | 12.5 | 22.3 | 10.3 | Yes | Both | 4 | 700 | 900 | 150 | 350 | 2025-01-01
206188345 | SMART COMFORT | DLCLRBH36AAK | DLFLFAH36XAK | 8 | 17 | 8.8 | No | N/A | 2 | 500 | 700 | 100 | 300 | 2025-01-01
206188346 | SMART COMFORT | DLCLRBH36AAK | DLFLCAH36XAK | 9 | 17.6 | 9.2 | No | N/A | 3 | 600 | 800 | 150 | 350 | 2025-01-01
206188347 | SMART COMFORT | DLCLRBH36AAK | DLFLDAH36XAK | 8.8 | 15.8 | 8.8 | No | N/A | 2 | 500 | 700 | 100 | 300 | 2025-01-01
206188348 | SMART COMFORT | DLCLRBH48AAK | DLFLFAH48XAK | 9 | 18 | 9 | No | N/A | 3 | 600 | 800 | 150 | 350 | 2025-01-01
206188349 | SMART COMFORT | DLCLRBH48AAK | DLFLCAH48XAK | 9.5 | 17 | 8.8 | No | N/A | 2 | 500 | 700 | 100 | 300 | 2025-01-01
205968021 | SMART COMFORT | DLCVRAH09AAJ | DLFVHAH09XAJ | 10.1 | 17 | 9 | No | N/A | 3 | 600 | 800 | 150 | 350 | 2025-01-01
205968022 | SMART COMFORT | DLCVRAH12AAJ | DLFVHAH12XAJ | 8.8 | 17.4 | 8.7 | No | N/A | 2 | 500 | 700 | 100 | 300 | 2025-01-01
205968023 | SMART COMFORT | DLCVRAH09AAK | DLFVHAH09XAK | 10.5 | 18.5 | 8.8 | Yes | Yes | 2 | 500 | 700 | 100 | 300 | 2025-01-01
205968024 | SMART COMFORT | DLCVRAH12AAK | DLFVHAH12XAK | 8.8 | 17.6 | 8.8 | No | N/A | 2 | 500 | 700 | 100 | 300 | 2025-01-01
205968025 | SMART COMFORT | DLCVRAH18AAK | DLFVHAH18XAK | 9.9 | 18.3 | 8.7 | No | N/A | 2 | 500 | 700 | 100 | 300 | 2025-01-01
202463658 | SMART COMFORT | DLCPRAH18AAK | DLFPHAH18XAK | 14.5 | 26.2 | 12 | Yes | Both | 4 | 700 | 900 | 150 | 350 | 2025-01-01
202463659 | SMART COMFORT | DLCPRAH24AAK | DLFPHAH24XAK | 13.7 | 23.5 | 10.5 | Yes | Both | 4 | 700 | 900 | 150 | 350 | 2025-01-01
202119253 | SMART COMFORT | DLCPRAH09AAK | DLFPHAH09XAK | 15 | 26 | 12.5 | Yes | Both | 4 | 700 | 900 | 150 | 350 | 2025-01-01
202119254 | SMART COMFORT | DLCPRAH12AAK | DLFPHAH12XAK | 13.5 | 24 | 9.5 | Yes | Both | 3 | 600 | 800 | 150 | 350 | 2025-01-01
202119336 | SMART COMFORT | DLCLRAH48AAK | DLFLFAH48XAK | 9.3 | 17.8 | 9 | No | N/A | 3 | 600 | 800 | 150 | 350 | 2025-01-01
202119337 | SMART COMFORT | DLCLRAH48AAK | DLFLCAH48XAK | 9.5 | 16.8 | 9 | No | N/A | 3 | 600 | 800 | 150 | 350 | 2025-01-01
202119338 | SMART COMFORT | DLCLRAH58AAK | DLFLFAH58XAK | 9.8 | 18 | 9.4 | No | N/A | 3 | 600 | 800 | 150 | 350 | 2025-01-01
202119334 | SMART COMFORT | DLCLRAH58AAK | DLFLDAH58XAK | 9 | 15.4 | 8.4 | No | N/A | 1 | 400 | 600 | 100 | 300 | 2025-01-01
216091458 | SMART COMFORT | DLCSRBH06AAK | DHMAHBQ06XA3 | 15.8 | 26.5 | 13.6 | Yes | Both | 4 | 700 | 900 | 150 | 350 | 2025-01-01
216091474 | SMART COMFORT | DLCSRBH09AAK | DHMAHBQ09XA3 | 16.2 | 28.1 | 11.5 | Yes | Both | 4 | 700 | 900 | 150 | 350 | 2025-01-01
216091490 | SMART COMFORT | DLCSRBH12AAJ | DHMAHBQ12XA1 | 13 | 23.5 | 10 | Yes | No | 4 | 700 | 900 | 150 | 350 | 2025-01-01
216091505 | SMART COMFORT | DLCSRBH12AAK | DHMAHBQ12XA3 | 14 | 25.5 | 10.4 | Yes | Both | 4 | 700 | 900 | 150 | 350 | 2025-01-01
216091521 | SMART COMFORT | DLCSRBH18AAK | DHMAHBQ18XA3 | 12.5 | 21.5 | 11.3 | Yes | Both | 4 | 700 | 900 | 150 | 350 | 2025-01-01
216091540 | SMART COMFORT | DLCSRBH24AAK | DHMAHBQ24XA3 | 13 | 21.5 | 11.4 | Yes | Both | 4 | 700 | 900 | 150 | 350 | 2025-01-01
216091556 | SMART COMFORT | DLCSRBH30AAK | DHMAHBQ30XA3 | 11.5 | 20.1 | 9 | No | N/A | 3 | 600 | 800 | 150 | 350 | 2025-01-01
216091636 | SMART COMFORT | DLCSRBH18AAK | 40MBCQ18---3 | 12.5 | 20 | 9.5 | Yes | Both | 3 | 600 | 800 | 150 | 350 | 2025-01-01
216091651 | SMART COMFORT | DLCSRBH18AAK | 40MBFQ18---3 | 12.5 | 20.5 | 9.8 | Yes | Both | 3 | 600 | 800 | 150 | 350 | 2025-01-01
216091665 | SMART COMFORT | DLCSRBH18AAK | 40MBDQ18---3 | 11.7 | 18 | 9.5 | Yes | Both | 3 | 600 | 800 | 150 | 350 | 2025-01-01
216091675 | SMART COMFORT | DLCSRBH18AAK | 40MBDAQ18XH3 | 12.1 | 18 | 10.8 | Yes | Both | 4 | 700 | 900 | 150 | 350 | 2025-01-01
216091684 | SMART COMFORT | DLCSRBH18AAK | 40MCCAQ18XA3 | 12.5 | 19.8 | 11.2 | Yes | Both | 4 | 700 | 900 | 150 | 350 | 2025-01-01
216091701 | SMART COMFORT | DLCSRBH24AAK | 40MBCAQ24XA3 | 11 | 20.5 | 11.5 | Yes | Both | 4 | 700 | 900 | 150 | 350 | 2025-01-01
216091710 | SMART COMFORT | DLCSRBH24AAK | 40MBFQ24---3 | 11.7 | 20.5 | 11 | Yes | Both | 4 | 700 | 900 | 150 | 350 | 2025-01-01
216091719 | SMART COMFORT | DLCSRBH24AAK | 40MBDQ24---3 | 12 | 19.2 | 10.5 | Yes | Both | 4 | 700 | 900 | 150 | 350 | 2025-01-01
216091728 | SMART COMFORT | DLCSRBH24AAK | 40MBDAQ24XH3 | 12 | 19.2 | 11.1 | Yes | Both | 4 | 700 | 900 | 150 | 350 | 2025-01-01
216091739 | SMART COMFORT | DLCSRBH30AAK11 | DHMAHBQ30XA3 | 11.5 | 20.1 | 9 | No | N/A | 3 | 600 | 800 | 150 | 350 | 2025-01-01
215413323 | SMART COMFORT | D5CPRAH06AAK | D5FPHAH06XAK | 16.5 | 33.1 | 29 | Yes | Both | 4 | 700 | 900 | 150 | 350 | 2025-01-01
215413324 | SMART COMFORT | D5CPRAH09AAK | D5FPHAH09XAK | 16 | 31.5 | 21 | Yes | Both | 4 | 700 | 900 | 150 | 350 | 2025-01-01
215413325 | SMART COMFORT | D5CPRAH12AAK | D5FPHAH12XAK | 13.5 | 28 | 13.5 | Yes | Both | 4 | 700 | 900 | 150 | 350 | 2025-01-01
215413326 | SMART COMFORT | D5CPRAH18AA | D5FPHAH18XAK | 14 | 24.5 | 15.2 | Yes | Both | 4 | 700 | 900 | 150 | 350 | 2025-01-01
215413327 | SMART COMFORT | D5CSRAH30AAK | D5FSHAH30XAK | 12 | 20.5 | 9.5 | Yes | No | 3 | 600 | 800 | 150 | 350 | 2025-01-01
215413328 | SMART COMFORT | D5CSRAH36AAK | D5FSHAH36XAK | 8.7 | 19 | 8.5 | No | N/A | 2 | 500 | 700 | 100 | 300 | 2025-01-01
215413329 | SMART COMFORT | D5CERAH09AAJ | D5FEHAH09XCJ | 12.5 | 21.5 | 9.1 | Yes | Both | 3 | 600 | 800 | 150 | 350 | 2025-01-01
215413330 | SMART COMFORT | D5CERAH12AAJ | D5FEHAH12XCJ | 10 | 21.4 | 8.7 | No | N/A | 2 | 500 | 700 | 100 | 300 | 2025-01-01
215413331 | SMART COMFORT | D5CERAH09AAK | D5FEHAH09XCK | 12.6 | 21.7 | 9.4 | Yes | Both | 3 | 600 | 800 | 150 | 350 | 2025-01-01
215413332 | SMART COMFORT | D5CERAH12AAK | D5FEHAH12XCK | 10.8 | 21.4 | 9.2 | No | N/A | 3 | 600 | 800 | 150 | 350 | 2025-01-01
215413333 | SMART COMFORT | D5CERAH18AAK | D5FEHAH18XCK | 11.5 | 20.3 | 9.1 | No | N/A | 3 | 600 | 800 | 150 | 350 | 2025-01-01
215413334 | SMART COMFORT | D5CERAH24AAK | D5FEHAH24XCK | 9.5 | 18.5 | 9 | No | N/A | 3 | 600 | 800 | 150 | 350 | 2025-01-01
215413335 | SMART COMFORT | D5CERAH30AAK | D5FEHAH30XCK | 12 | 22.4 | 9 | Yes | No | 3 | 600 | 800 | 150 | 350 | 2025-01-01
215413336 | SMART COMFORT | D5CERAH36AAK | D5FEHAH36XCK | 9.4 | 19.5 | 9.1 | No | N/A | 3 | 600 | 800 | 150 | 350 | 2025-01-01
215324686 | SMART COMFORT | D5CSHAH06AAK | D5FSHAH06XAK | 18 | 25.7 | 14.8 | Yes | Both | 4 | 700 | 900 | 150 | 350 | 2025-01-01
215324687 | SMART COMFORT | D5CSHAH06AAK | D5FSOAH06XAK | 15.2 | 22 | 12 | Yes | Both | 4 | 700 | 900 | 150 | 350 | 2025-01-01
215324688 | SMART COMFORT | D5CSHAH06AAK | D5FSDAH06XAK | 14.5 | 21.5 | 13.8 | Yes | Both | 4 | 700 | 900 | 150 | 350 | 2025-01-01
215324689 | SMART COMFORT | D5CSHAH09AAK | D5FSHAH09XAK | 15.5 | 27.5 | 12.5 | Yes | Both | 4 | 700 | 900 | 150 | 350 | 2025-01-01
215324690 | SMART COMFORT | D5CSHAH09AAK | D5FSOAH12XAK | 14.7 | 24 | 12.2 | Yes | Both | 4 | 700 | 900 | 150 | 350 | 2025-01-01
215324691 | SMART COMFORT | D5CSHAH09AAK | D5FSCAH12XAK | 14 | 22.7 | 12.2 | Yes | Both | 4 | 700 | 900 | 150 | 350 | 2025-01-01
215324692 | SMART COMFORT | D5CSHAH09AAK | D5FSFAH09XAK | 15.2 | 27.3 | 10.9 | Yes | Both | 4 | 700 | 900 | 150 | 350 | 2025-01-01
215324693 | SMART COMFORT | D5CSHAH09AAK | D5FSDAH12XAK | 13.5 | 21.5 | 12.5 | Yes | Both | 4 | 700 | 900 | 150 | 350 | 2025-01-01
215324694 | SMART COMFORT | D5CSHAH09AAK | D5FSDAH12XHK | 14 | 20.6 | 13.8 | Yes | Both | 4 | 700 | 900 | 150 | 350 | 2025-01-01
215324695 | SMART COMFORT | D5CSHAH12AAK | D5FSHAH12XAK | 13.5 | 25.5 | 10.5 | Yes | Both | 4 | 700 | 900 | 150 | 350 | 2025-01-01
215324696 | SMART COMFORT | D5CSHAH12AAK | D5FSOAH12XAK | 13 | 23 | 10.2 | Yes | Both | 4 | 700 | 900 | 150 | 350 | 2025-01-01
215324697 | SMART COMFORT | D5CSHAH12AAK | D5FSCAH12XAK | 12.7 | 22.3 | 11.6 | Yes | Both | 4 | 700 | 900 | 150 | 350 | 2025-01-01
215324698 | SMART COMFORT | D5CSHAH12AAK | D5FSFAH12XAK | 12.7 | 25 | 10.6 | Yes | Both | 4 | 700 | 900 | 150 | 350 | 2025-01-01
215324699 | SMART COMFORT | D5CSHAH12AAK | D5FSDAH12XAK | 12 | 20 | 10.2 | Yes | Both | 4 | 700 | 900 | 150 | 350 | 2025-01-01
215324700 | SMART COMFORT | D5CSHAH12AAK | D5FSDAH12XHK | 12 | 20.2 | 10.6 | Yes | Both | 4 | 700 | 900 | 150 | 350 | 2025-01-01
215324701 | SMART COMFORT | D5CSHAH18AAK | D5FSHAH18XAK | 12.5 | 21.5 | 11 | Yes | Both | 4 | 700 | 900 | 150 | 350 | 2025-01-01
215324702 | SMART COMFORT | D5CSHAH18AAK | D5FSOAH18XAK | 12.5 | 20.7 | 12.2 | Yes | Both | 4 | 700 | 900 | 150 | 350 | 2025-01-01
215324703 | SMART COMFORT | D5CSHAH18AAK | D5FSCAH18XAK | 12.5 | 20 | 12.4 | Yes | Both | 4 | 700 | 900 | 150 | 350 | 2025-01-01
215324704 | SMART COMFORT | D5CSHAH18AAK | D5FSFAH16XAK | 12.5 | 20.2 | 10.3 | Yes | Both | 4 | 700 | 900 | 150 | 350 | 2025-01-01
215324705 | SMART COMFORT | D5CSHAH18AAK | D5FCFAH18XAK | 12.6 | 20.5 | 10.3 | Yes | Both | 4 | 700 | 900 | 150 | 350 | 2025-01-01
215324706 | SMART COMFORT | D5CSHAH18AAK | D5FSDAH18XAK | 12 | 18 | 10.8 | Yes | Both | 4 | 700 | 900 | 150 | 350 | 2025-01-01
215324707 | SMART COMFORT | D5CSHAH18AAK | D5FSDAH18XHK | 12.1 | 18.5 | 11.1 | Yes | Both | 4 | 700 | 900 | 150 | 350 | 2025-01-01
215324708 | SMART COMFORT | D5CSHAH24AAK | D5FSHAH24XAK | 13 | 21.2 | 13.5 | Yes | Both | 4 | 700 | 900 | 150 | 350 | 2025-01-01
215324709 | SMART COMFORT | D5CSHAH24AAK | D5FSCAH24XAK | 12 | 20.8 | 11.6 | Yes | Both | 4 | 700 | 900 | 150 | 350 | 2025-01-01
215324710 | SMART COMFORT | D5CSHAH24AAK | D5FCFAH24XAK | 12 | 20.5 | 12.1 | Yes | Both | 4 | 700 | 900 | 150 | 350 | 2025-01-01
215324711 | SMART COMFORT | D5CSHAH24AAK | D5FSDAH24XHK | 12 | 19.2 | 11.7 | Yes | Both | 4 | 700 | 900 | 150 | 350 | 2025-01-01
215324712 | SMART COMFORT | D5CSHAH33AAK | D5FSHAH33XAK | 12 | 19.6 | 10.5 | Yes | Both | 4 | 700 | 900 | 150 | 350 | 2025-01-01
215324713 | SMART COMFORT | D5CSRAH12AAJ | D5FSHAH12XAJ | 13 | 23.5 | 9.5 | Yes | No | 3 | 600 | 800 | 150 | 350 | 2025-01-01
215324726 | SMART COMFORT | D5CSRAH18AAK | D5FSHAH18XAK | 12.8 | 23.5 | 10.8 | Yes | Both | 4 | 700 | 900 | 150 | 350 | 2025-01-01
215324727 | SMART COMFORT | D5CSRAH18AAK | D5FSOAH18XAK | 12.5 | 22.3 | 12.2 | Yes | Both | 4 | 700 | 900 | 150 | 350 | 2025-01-01
215324728 | SMART COMFORT | D5CSRAH18AAK | D5FSCAH18XAK | 12.5 | 20.8 | 11.4 | Yes | Both | 4 | 700 | 900 | 150 | 350 | 2025-01-01
215324729 | SMART COMFORT | D5CSRAH18AAK | D5FSFAH16XAK | 12.5 | 23.9 | 13.5 | Yes | Both | 4 | 700 | 900 | 150 | 350 | 2025-01-01
215324730 | SMART COMFORT | D5CSRAH18AAK | D5FCFAH18XAK | 12.5 | 22.4 | 10.4 | Yes | Both | 4 | 700 | 900 | 150 | 350 | 2025-01-01
215324731 | SMART COMFORT | D5CSRAH18AAK | D5FSDAH18XAK | 12.5 | 20 | 10.6 | Yes | Both | 4 | 700 | 900 | 150 | 350 | 2025-01-01
215324732 | SMART COMFORT | D5CSRAH18AAK | D5FSDAH18XHK | 13.3 | 20 | 11.4 | Yes | Both | 4 | 700 | 900 | 150 | 350 | 2025-01-01
215324733 | SMART COMFORT | D5CSRAH24AAK | D5FPHAH18XAK | 14 | 23.1 | 11.7 | Yes | Both | 4 | 700 | 900 | 150 | 350 | 2025-01-01
215324734 | SMART COMFORT | D5CSRAH24AAK | D5FSCAH24XAK | 12 | 22.1 | 10.5 | Yes | Both | 4 | 700 | 900 | 150 | 350 | 2025-01-01
215324735 | SMART COMFORT | D5CSRAH24AAK | D5FCFAH24XAK | 12.2 | 21.2 | 11.1 | Yes | Both | 4 | 700 | 900 | 150 | 350 | 2025-01-01
215324736 | SMART COMFORT | D5CSRAH24AAK | D5FSDAH24XHK | 12.5 | 19 | 11 | Yes | Both | 4 | 700 | 900 | 150 | 350 | 2025-01-01
215324737 | SMART COMFORT | D5CVRAH09AAJ | D5FVHAH09XAJ | 10.1 | 18 | 9 | No | N/A | 3 | 600 | 800 | 150 | 350 | 2025-01-01
215324738 | SMART COMFORT | D5CVRAH12AAJ | D5FVHAH12XAJ | 8.8 | 19 | 9.2 | No | N/A | 3 | 600 | 800 | 150 | 350 | 2025-01-01
215324739 | SMART COMFORT | D5CVRAH09AAK | D5FVHAH09XAK | 10.9 | 19 | 9.7 | Yes | Yes | 3 | 600 | 800 | 150 | 350 | 2025-01-01
215324740 | SMART COMFORT | D5CVRAH12AAK | D5FVHAH12XAK | 8.8 | 18 | 8.8 | No | N/A | 2 | 500 | 700 | 100 | 300 | 2025-01-01
215324741 | SMART COMFORT | D5CVRAH18AAK | D5FVHAH18XAK | 9.9 | 18.3 | 8.7 | No | N/A | 2 | 500 | 700 | 100 | 300 | 2025-01-01
215324742 | SMART COMFORT | D5CVRAH24AAK | D5FVHAH24XAK | 9 | 17 | 8.5 | Yes | Yes | 2 | 500 | 700 | 100 | 300 | 2025-01-01
215324743 | SMART COMFORT | D5CLHAH36AAK | D5FLCAH36XAK | 12 | 21.3 | 10.6 | Yes | Both | 4 | 700 | 900 | 150 | 350 | 2025-01-01
215324744 | SMART COMFORT | D5CLHAH36AAK | D5FCFAH36XAK | 12 | 20.2 | 10.8 | Yes | Both | 4 | 700 | 900 | 150 | 350 | 2025-01-01
215324745 | SMART COMFORT | D5CLHAH36AAK | D5FLDAH36XHK | 12 | 17.8 | 11.1 | Yes | Both | 4 | 700 | 900 | 150 | 350 | 2025-01-01
215324746 | SMART COMFORT | D5CLHAH48AAK | D5FLCAH48XAK | 10 | 18.2 | 11 | Yes | Yes | 4 | 700 | 900 | 150 | 350 | 2025-01-01
215324747 | SMART COMFORT | D5CLHAH48AAK | D5FCFAH48XAK | 9.4 | 18.7 | 10.1 | Yes | Yes | 4 | 700 | 900 | 150 | 350 | 2025-01-01
215324748 | SMART COMFORT | D5CLHAH48AAK | D5FLDAH48XHK | 10.4 | 16.8 | 10.8 | Yes | Yes | 4 | 700 | 900 | 150 | 350 | 2025-01-01
215324749 | SMART COMFORT | D5CLHAH58AAK | D5FCFAH58XAK | 9 | 18.1 | 10.7 | Yes | Yes | 4 | 700 | 900 | 150 | 350 | 2025-01-01
215324750 | SMART COMFORT | D5CLHAH58AAK | D5FLDAH58XHK | 10.2 | 15.9 | 10.4 | Yes | Yes | 2 | 500 | 700 | 100 | 300 | 2025-01-01
215324751 | SMART COMFORT | D5CLRAH36AAK | D5FLCAH36XAK | 9.7 | 20 | 10.4 | Yes | Yes | 4 | 700 | 900 | 150 | 350 | 2025-01-01
215324752 | SMART COMFORT | D5CLRAH36AAK | D5FCFAH36XAK | 10.2 | 20 | 10 | No | N/A | 4 | 700 | 900 | 150 | 350 | 2025-01-01
215324753 | SMART COMFORT | D5CLRAH36AAK | D5FLDAH36XHK | 10.2 | 18.8 | 10.2 | No | N/A | 4 | 700 | 900 | 150 | 350 | 2025-01-01
215324754 | SMART COMFORT | D5CLRAH48AAK | D5FLCAH48XAK | 9.5 | 19.1 | 9.9 | Yes | Yes | 3 | 600 | 800 | 150 | 350 | 2025-01-01
215324755 | SMART COMFORT | D5CLRAH48AAK | D5FCFAH48XAK | 9.5 | 19.9 | 10.2 | Yes | Yes | 4 | 700 | 900 | 150 | 350 | 2025-01-01
215324756 | SMART COMFORT | D5CLRAH48AAK | D5FLDAH48XHK | 10 | 17.2 | 9.8 | Yes | Yes | 3 | 600 | 800 | 150 | 350 | 2025-01-01
215324757 | SMART COMFORT | D5CLRAH58AAK | D5FCFAH58XAK | 9.6 | 19.5 | 9.5 | No | N/A | 3 | 600 | 800 | 150 | 350 | 2025-01-01
215324758 | SMART COMFORT | D5CLRAH58AAK | D5FLDAH58XHK | 10 | 17 | 9.8 | No | N/A | 3 | 600 | 800 | 150 | 350 | 2025-01-01
215333819 | SMART COMFORT | D5CVRAH18AAK | D5FVHAH18XCK | 9.9 | 18.3 | 8.7 | No | N/A | 2 | 500 | 700 | 100 | 300 | 2025-01-01
215333820 | SMART COMFORT | D5CVRAH24AAK | D5FVHAH24XCK | 9 | 17 | 8.5 | Yes | Yes | 2 | 500 | 700 | 100 | 300 | 2025-01-01
215333815 | SMART COMFORT | D5CVRAH09AAJ | D5FVHAH09XCJ | 10.1 | 18 | 9 | No | N/A | 3 | 600 | 800 | 150 | 350 | 2025-01-01
215333816 | SMART COMFORT | D5CVRAH12AAJ | D5FVHAH12XCJ | 8.8 | 19 | 9.2 | No | N/A | 3 | 600 | 800 | 150 | 350 | 2025-01-01
215333817 | SMART COMFORT | D5CVRAH09AAK | D5FVHAH09XCK | 10.9 | 19 | 9.7 | Yes | Yes | 3 | 600 | 800 | 150 | 350 | 2025-01-01
215333818 | SMART COMFORT | D5CVRAH12AAK | D5FVHAH12XCK | 8.8 | 18 | 8.8 | No | N/A | 2 | 500 | 700 | 100 | 300 | 2025-01-01
215324714 | SMART COMFORT | D5CSRAH09AAK | D5FSHAH09XAK | 14.9 | 26 | 12.5 | Yes | Both | 4 | 700 | 900 | 150 | 350 | 2025-01-01
215324715 | SMART COMFORT | D5CSRAH09AAK | D5FSOAH12XAK | 14.4 | 22.2 | 11.8 | Yes | Both | 4 | 700 | 900 | 150 | 350 | 2025-01-01
215324716 | SMART COMFORT | D5CSRAH09AAK | D5FSCAH12XAK | 14.3 | 21.7 | 11.3 | Yes | Both | 4 | 700 | 900 | 150 | 350 | 2025-01-01
215324717 | SMART COMFORT | D5CSRAH09AAK | D5FSFAH09XAK | 16.3 | 26 | 13.9 | Yes | Both | 4 | 700 | 900 | 150 | 350 | 2025-01-01
215324718 | SMART COMFORT | D5CSRAH09AAK | D5FSDAH12XAK | 12.8 | 19.6 | 11 | Yes | Both | 4 | 700 | 900 | 150 | 350 | 2025-01-01
215324719 | SMART COMFORT | D5CSRAH09AAK | D5FSDAH12XHK | 13 | 19.8 | 11.5 | Yes | Both | 4 | 700 | 900 | 150 | 350 | 2025-01-01
215324720 | SMART COMFORT | D5CSRAH12AAK | D5FSHAH12XAK | 13.1 | 25.5 | 10.7 | Yes | Both | 4 | 700 | 900 | 150 | 350 | 2025-01-01
215324721 | SMART COMFORT | D5CSRAH12AAK | D5FSOAH12XAK | 12.3 | 22.2 | 10.1 | Yes | Both | 4 | 700 | 900 | 150 | 350 | 2025-01-01
215324722 | SMART COMFORT | D5CSRAH12AAK | D5FSCAH12XAK | 12.5 | 21.2 | 10.4 | Yes | Both | 4 | 700 | 900 | 150 | 350 | 2025-01-01
215324723 | SMART COMFORT | D5CSRAH12AAK | D5FSFAH12XAK | 12.7 | 24.7 | 11 | Yes | Both | 4 | 700 | 900 | 150 | 350 | 2025-01-01
215324724 | SMART COMFORT | D5CSRAH12AAK | D5FSDAH12XAK | 11.7 | 19 | 10.3 | Yes | Both | 4 | 700 | 900 | 150 | 350 | 2025-01-01
215324725 | SMART COMFORT | D5CSRAH12AAK | D5FSDAH12XHK | 12 | 19.5 | 10.5 | Yes | Both | 4 | 700 | 900 | 150 | 350 | 2025-01-01
202119286 | SMART COMFORT | DLCLRAH36AAK | DLFLFAH36XAK | 8 | 16 | 10 | No | N/A | 4 | 700 | 900 | 150 | 350 | 2025-01-01
202119287 | SMART COMFORT | DLCLRAH36AAK | DLFLCAH36XAK | 9 | 17.5 | 9.3 | No | N/A | 3 | 600 | 800 | 150 | 350 | 2025-01-01
213349764 | SMART COMFORT | DLCVRAH09AAK | DLFVHAH09XBK | 8.8 | 17.6 | 8.8 | No | N/A | 2 | 500 | 700 | 100 | 300 | 2025-01-01
211132741 | SMART COMFORT | DLCLRCH36AAK | DLFLDAH36XHK | 9.2 | 16 | 10.2 | No | N/A | 4 | 700 | 900 | 150 | 350 | 2025-01-01
211132742 | SMART COMFORT | DLCLRCH58AAK | DLFLDAH58XHK | 10.3 | 17 | 8.4 | No | N/A | 1 | 400 | 600 | 100 | 300 | 2025-01-01
211132743 | SMART COMFORT | DLCLRCH48AAK | DLFLDAH48XHK | 8.8 | 15.2 | 9.7 | Yes | Yes | 2 | 500 | 700 | 100 | 300 | 2025-01-01
211132744 | SMART COMFORT | DLCSRBH24AAK | DLFSDAH24XHK | 12 | 19.2 | 11.1 | Yes | Both | 4 | 700 | 900 | 150 | 350 | 2025-01-01
211132703 | SMART COMFORT | DLCSRBH18AAK | DLFSDAH18XHK | 12.1 | 18 | 10.8 | Yes | Both | 4 | 700 | 900 | 150 | 350 | 2025-01-01
211132704 | SMART COMFORT | DLCSRBH09AAK | DLFSDAH09XHK | 13.6 | 20.5 | 10 | Yes | Both | 4 | 700 | 900 | 150 | 350 | 2025-01-01
211132705 | SMART COMFORT | DLCSRBH12AAK | DLFSDAH12XHK | 12 | 20 | 9.5 | Yes | Both | 3 | 600 | 800 | 150 | 350 | 2025-01-01
213214866 | SMART COMFORT | DLCPRBH09AAK | DLFPHAH09XAK | 14.4 | 25.5 | 15 | Yes | Both | 4 | 700 | 900 | 150 | 350 | 2025-01-01
213214867 | SMART COMFORT | DLCPRBH12AAK | DLFPHAH12XAK | 12.5 | 24 | 10.5 | Yes | Both | 4 | 700 | 900 | 150 | 350 | 2025-01-01
213214868 | SMART COMFORT | DLCPRBH18AAK | DLFPHAH18XAK | 13.5 | 23.5 | 13.5 | Yes | Both | 4 | 700 | 900 | 150 | 350 | 2025-01-01
210857457 | SMART COMFORT | DLCSRBH09AAK | DLFSOAH09XAK | 13 | 24 | 12.4 | Yes | Both | 4 | 700 | 900 | 150 | 350 | 2025-01-01
210857458 | SMART COMFORT | DLCSRBH06AAK | DLFSOAH09XAK | 14.5 | 22 | 10.8 | Yes | Both | 4 | 700 | 900 | 150 | 350 | 2025-01-01
210857459 | SMART COMFORT | DLCSRBH18AAK | DLFSOAH18XAK | 12.5 | 19.8 | 11.2 | Yes | Both | 4 | 700 | 900 | 150 | 350 | 2025-01-01
210857460 | SMART COMFORT | DLCSRBH12AAK | DLFSOAH18XAK | 13 | 23 | 10 | Yes | Both | 4 | 700 | 900 | 150 | 350 | 2025-01-01
209948199 | SMART COMFORT | DLCSRBH12AAK | DLFSFBH12XAK | 13.3 | 24.2 | 10.7 | Yes | Both | 4 | 700 | 900 | 150 | 350 | 2025-01-01
207616620 | SMARTFLEX | DHS42CMB22S |  | 9 | 16 | 8.6 | No | N/A | 2 | 500 | 700 | 100 | 300 | 2025-01-01
207616612 | SMARTFLEX | DHS18CMB22S |  | 12 | 20 | 10 | No | N/A | 4 | 700 | 900 | 150 | 350 | 2025-01-01
207616617 | SMARTFLEX | DHS36CMB22S |  | 9 | 16 | 8.6 | No | N/A | 2 | 500 | 700 | 100 | 300 | 2025-01-01
207616614 | SMARTFLEX | DHS24CMB22S |  | 12 | 20 | 10 | No | N/A | 4 | 700 | 900 | 150 | 350 | 2025-01-01
207616609 | SMARTFLEX | DHW36CMB22S |  | 11.8 | 21 | 8.6 | No | N/A | 2 | 500 | 700 | 100 | 300 | 2025-01-01
202208603 | SMARTFLEX | DHW42CMB21S |  | 10.4 | 21 | 8.6 | No | N/A | 2 | 500 | 700 | 100 | 300 | 2025-01-01
207616616 | SMARTFLEX | DHS24CMB22S |  | 10.5 | 18 | 8.6 | No | N/A | 2 | 500 | 700 | 100 | 300 | 2025-01-01
209818482 | SMARTFLEX | DHP30CSB22S | DHP30NWB22S | 11.25 | 20 | 8.5 | No | N/A | 2 | 500 | 700 | 100 | 300 | 2025-01-01
209818487 | SMARTFLEX | DHP36CSB22S | DHP36NWB22S | 10.5 | 20 | 8.5 | No | N/A | 2 | 500 | 700 | 100 | 300 | 2025-01-01
208495244 | SMARTFLEX | DHP09CSB12S | DHP09NWB12S | 10.7 | 18 | 8.5 | No | N/A | 2 | 500 | 700 | 100 | 300 | 2025-01-01
208495249 | SMARTFLEX | DHP09CSB22S | DHP09NWB22S | 10.2 | 17.5 | 8.4 | No | N/A | 1 | 400 | 600 | 100 | 300 | 2025-01-01
208495259 | SMARTFLEX | DHP12CSB12S | DHP12NWB12S | 8.7 | 16.5 | 8.5 | No | N/A | 2 | 500 | 700 | 100 | 300 | 2025-01-01
208495264 | SMARTFLEX | DHP12CSB22S | DHP12NWB22S | 8.7 | 16.5 | 8.5 | No | N/A | 2 | 500 | 700 | 100 | 300 | 2025-01-01
208495269 | SMARTFLEX | DHP18CSB22S | DHP18NWB22S | 9.55 | 16 | 8.2 | No | N/A | 1 | 400 | 600 | 100 | 300 | 2025-01-01
208495274 | SMARTFLEX | DHP24CSB22S | DHP24NWB22S | 11.6 | 18 | 8.5 | No | N/A | 2 | 500 | 700 | 100 | 300 | 2025-01-01
202208608 | SMARTFLEX | DHX24CSB21S | DHX24NWB21S | 12.5 | 20 | 8.5 | Yes | No | 2 | 500 | 700 | 100 | 300 | 2025-01-01
202208609 | SMARTFLEX | DHX09CSB11S | DHX09NWB11S | 13 | 23 | 9.4 | Yes | Both | 3 | 600 | 800 | 150 | 350 | 2025-01-01
202208610 | SMARTFLEX | DHX12CSB11S | DHX12NWB11S | 12 | 21.5 | 8.2 | Yes | No | 1 | 400 | 600 | 100 | 300 | 2025-01-01
202208611 | SMARTFLEX | DHX09CSB21S | DHX09NWB21S | 14 | 23 | 8.5 | Yes | Both | 2 | 500 | 700 | 100 | 300 | 2025-01-01
202208612 | SMARTFLEX | DHX12CSB21S | DHX12NWB21S | 12 | 21.5 | 8.5 | Yes | Yes | 2 | 500 | 700 | 100 | 300 | 2025-01-01
202208641 | SMARTFLEX | DHX18CSB21S | DHX18NWB21S | 12.5 | 20 | 8.5 | No | N/A | 2 | 500 | 700 | 100 | 300 | 2025-01-01
214648651 | SMITHCOMFORT | SOX230-12HFN1-MS8W | SSABB-12HRFN1-MT5W | 10.8 | 21.4 | 9.1 | No | N/A | 3 | 600 | 800 | 150 | 350 | 2025-01-01
214648652 | SMITHCOMFORT | SOX330-18HFN1-MS0W | SSABD-18HRFN1-MS1W | 10.5 | 19 | 8.7 | No | N/A | 2 | 500 | 700 | 100 | 300 | 2025-01-01
215747800 | SMITHCOMFORT | 10004817OU | 10004812IU | 12.5 | 21.5 | 9 | No | N/A | 3 | 600 | 800 | 150 | 350 | 2025-01-01
215747801 | SMITHCOMFORT | 10004818IOU | 10004813IU | 10.1 | 21.2 | 8.7 | No | N/A | 2 | 500 | 700 | 100 | 300 | 2025-01-01
215747802 | SMITHCOMFORT | 10004821OU | 10004816IU | 9 | 18 | 8.5 | No | N/A | 2 | 500 | 700 | 100 | 300 | 2025-01-01
215747803 | SMITHCOMFORT | 10004819OU | 10004814IU | 10.8 | 19.2 | 9.6 | No | N/A | 3 | 600 | 800 | 150 | 350 | 2025-01-01
215747804 | SMITHCOMFORT | 10004820OU | 10004815IU | 10 | 18.7 | 9.3 | No | N/A | 3 | 600 | 800 | 150 | 350 | 2025-01-01
214648649 | SMITHCOMFORT | SOX230-12HFN1-BS8W | SSABB-12HRFN1-BS9W | 10.3 | 20.8 | 8.7 | No | N/A | 2 | 500 | 700 | 100 | 300 | 2025-01-01
214648650 | SMITHCOMFORT | SOX230-09HFN1-MT0W | SSABA-09HRFN1-MU5W | 12.6 | 21.7 | 9.1 | No | N/A | 3 | 600 | 800 | 150 | 350 | 2025-01-01
213081465 | Star Air Kontrol | SAK-60-20MUZ/220(OUT) |  | 10.5 | 19 | 8.6 | No | N/A | 2 | 500 | 700 | 100 | 300 | 2025-01-01
211726666 | Star Air Kontrol | SAK-18-21MUZ/220(OUT)* |  | 12 | 19 | 9.8 | Yes | Both | 3 | 600 | 800 | 150 | 350 | 2025-01-01
211726671 | Star Air Kontrol | SAK-36-22MUZ/220(OUT)* |  | 11 | 20 | 9.2 | No | N/A | 3 | 600 | 800 | 150 | 350 | 2025-01-01
211726669 | Star Air Kontrol | SAK-27-22MUZ/220(OUT)* |  | 11.7 | 21 | 9.2 | Yes | No | 3 | 600 | 800 | 150 | 350 | 2025-01-01
206315403 | Star Air Kontrol | SAK-18-21MUZ/220(OUT) |  | 11.7 | 18.3 | 9 | Yes | No | 3 | 600 | 800 | 150 | 350 | 2025-01-01
216369233 | Star Air Kontrol | SAK-18-DZ/220V |  | 12 | 20 | 10 | Yes | Both | 4 | 700 | 900 | 150 | 350 | 2025-01-01
216369236 | Star Air Kontrol | SAK-27-TZ/220V |  | 12 | 21 | 9 | Yes | Both | 3 | 600 | 800 | 150 | 350 | 2025-01-01
216369239 | Star Air Kontrol | SAK-36-QZ/220V |  | 11.7 | 20 | 9.2 | Yes | Both | 3 | 600 | 800 | 150 | 350 | 2025-01-01
216369242 | Star Air Kontrol | SAK-48-QZ/220V |  | 12 | 20.4 | 10.6 | Yes | Both | 4 | 700 | 900 | 150 | 350 | 2025-01-01
216369245 | Star Air Kontrol | SAK-60-QZ/220V |  | 10 | 18 | 9.2 | No | N/A | 3 | 600 | 800 | 150 | 350 | 2025-01-01
206315409 | Star Air Kontrol | SAK-48-21MUZ/220(OUT) |  | 10.1 | 18.3 | 9.6 | No | N/A | 3 | 600 | 800 | 150 | 350 | 2025-01-01
211726673 | Star Air Kontrol | SAK-48-21MUZ/220(OUT)* |  | 10.8 | 20.5 | 9.7 | No | N/A | 3 | 600 | 800 | 150 | 350 | 2025-01-01
206315407 | Star Air Kontrol | SAK-36-22MUZ/220(OUT) |  | 10 | 18.5 | 8.7 | No | N/A | 2 | 500 | 700 | 100 | 300 | 2025-01-01
206315405 | Star Air Kontrol | SAK-27-22MUZ/220(OUT) |  | 11 | 20 | 8.5 | No | N/A | 2 | 500 | 700 | 100 | 300 | 2025-01-01
206315404 | Star Air Kontrol | SAK-27-22MUZ/220(OUT) |  | 12 | 22 | 8.9 | Yes | Both | 2 | 500 | 700 | 100 | 300 | 2025-01-01
206315406 | Star Air Kontrol | SAK-36-22MUZ/220(OUT) |  | 10.8 | 22.5 | 9.2 | No | N/A | 3 | 600 | 800 | 150 | 350 | 2025-01-01
211726672 | Star Air Kontrol | SAK-48-21MUZ/220(OUT)* |  | 11 | 21.1 | 9.5 | No | N/A | 3 | 600 | 800 | 150 | 350 | 2025-01-01
206315408 | Star Air Kontrol | SAK-48-21MUZ/220(OUT) |  | 11.6 | 21.5 | 8.7 | No | N/A | 2 | 500 | 700 | 100 | 300 | 2025-01-01
216369244 | Star Air Kontrol | SAK-60-QZ/220V |  | 10 | 19.2 | 9.6 | No | N/A | 3 | 600 | 800 | 150 | 350 | 2025-01-01
216369238 | Star Air Kontrol | SAK-36-QZ/220V |  | 12 | 23.1 | 10 | Yes | Both | 4 | 700 | 900 | 150 | 350 | 2025-01-01
216369241 | Star Air Kontrol | SAK-48-QZ/220V |  | 11.7 | 21.3 | 10 | Yes | Both | 4 | 700 | 900 | 150 | 350 | 2025-01-01
216369232 | Star Air Kontrol | SAK-18-DZ/220V |  | 12.5 | 23 | 10 | Yes | Both | 4 | 700 | 900 | 150 | 350 | 2025-01-01
216369235 | Star Air Kontrol | SAK-27-TZ/220V |  | 12.2 | 23 | 9.5 | Yes | Both | 3 | 600 | 800 | 150 | 350 | 2025-01-01
206315402 | Star Air Kontrol | SAK-18-21MUZ/220(OUT) |  | 11.7 | 20.5 | 8.9 | Yes | No | 2 | 500 | 700 | 100 | 300 | 2025-01-01
211726670 | Star Air Kontrol | SAK-36-22MUZ/220(OUT)* |  | 10.6 | 23.1 | 9.6 | No | N/A | 3 | 600 | 800 | 150 | 350 | 2025-01-01
211726665 | Star Air Kontrol | SAK-18-21MUZ/220(OUT)* |  | 12.5 | 21 | 10.2 | Yes | No | 4 | 700 | 900 | 150 | 350 | 2025-01-01
211726668 | Star Air Kontrol | SAK-27-22MUZ/220(OUT)* |  | 12.2 | 23.5 | 9.2 | Yes | No | 3 | 600 | 800 | 150 | 350 | 2025-01-01
213081464 | Star Air Kontrol | SAK-60-20MUZ/220(OUT) |  | 10.5 | 20.2 | 9.6 | No | N/A | 3 | 600 | 800 | 150 | 350 | 2025-01-01
213081466 | Star Air Kontrol | SAK-60-20MUZ/220(OUT) |  | 10.5 | 19.6 | 9.1 | No | N/A | 3 | 600 | 800 | 150 | 350 | 2025-01-01
211726667 | Star Air Kontrol | SAK-18-21MUZ/220(OUT)* |  | 12.25 | 20 | 10 | Yes | No | 4 | 700 | 900 | 150 | 350 | 2025-01-01
211726675 | Star Air Kontrol | SAK-27-22MUZ/220(OUT)* |  | 11.95 | 22.25 | 9.2 | Yes | No | 3 | 600 | 800 | 150 | 350 | 2025-01-01
211726676 | Star Air Kontrol | SAK-36-22MUZ/220(OUT)* |  | 10.8 | 21.55 | 9.4 | No | N/A | 3 | 600 | 800 | 150 | 350 | 2025-01-01
211726677 | Star Air Kontrol | SAK-48-21MUZ/220(OUT)* |  | 10.9 | 20.8 | 9.6 | No | N/A | 3 | 600 | 800 | 150 | 350 | 2025-01-01
206315401 | Star Air Kontrol | SAK-48-21MUZ/220(OUT) |  | 11.3 | 21 | 9.1 | No | N/A | 3 | 600 | 800 | 150 | 350 | 2025-01-01
216369237 | Star Air Kontrol | SAK-27-TZ/220V |  | 12.1 | 22 | 9.25 | Yes | Both | 3 | 600 | 800 | 150 | 350 | 2025-01-01
216369234 | Star Air Kontrol | SAK-18-DZ/220V |  | 12.25 | 21.5 | 10 | Yes | Both | 4 | 700 | 900 | 150 | 350 | 2025-01-01
216369240 | Star Air Kontrol | SAK-36-QZ/220V |  | 11.85 | 21.55 | 9.6 | Yes | Both | 3 | 600 | 800 | 150 | 350 | 2025-01-01
216369246 | Star Air Kontrol | SAK-60-QZ/220V |  | 10 | 18.6 | 9.4 | No | N/A | 3 | 600 | 800 | 150 | 350 | 2025-01-01
216369243 | Star Air Kontrol | SAK-48-QZ/220V |  | 11.85 | 20.85 | 10.3 | Yes | Both | 4 | 700 | 900 | 150 | 350 | 2025-01-01
206315398 | Star Air Kontrol | SAK-18-21MUZ/220(OUT) |  | 11.7 | 19.4 | 8.85 | Yes | No | 2 | 500 | 700 | 100 | 300 | 2025-01-01
206315399 | Star Air Kontrol | SAK-27-22MUZ/220(OUT) |  | 11.25 | 21 | 9.05 | No | N/A | 3 | 600 | 800 | 150 | 350 | 2025-01-01
206315400 | Star Air Kontrol | SAK-36-22MUZ/220(OUT) |  | 10.25 | 19.95 | 8.65 | No | N/A | 2 | 500 | 700 | 100 | 300 | 2025-01-01
206315391 | Star Air Kontrol | SAK-12-21MS/220 | SAK-12-21MS/220 | 13 | 21.3 | 8.4 | Yes | No | 1 | 400 | 600 | 100 | 300 | 2025-01-01
206315392 | Star Air Kontrol | SAK-18-20MS/220 | SAK-18-20MS/220 | 13 | 19.9 | 8.1 | Yes | No | 1 | 400 | 600 | 100 | 300 | 2025-01-01
206315397 | Star Air Kontrol | SAK-60-DTMS/220V | SAK-60-DTMS/220V | 9 | 15.4 | 8.4 | No | N/A | 1 | 400 | 600 | 100 | 300 | 2025-01-01
211726674 | Star Air Kontrol | SAK-60-DTMS/220V* | SAK-60-DTMS/220V | 10.3 | 17 | 8.4 | No | N/A | 1 | 400 | 600 | 100 | 300 | 2025-01-01
206315388 | Star Air Kontrol | SAK-09-21MS/110 | SAK-09-21MS/110 | 12.5 | 20.1 | 8.2 | Yes | No | 1 | 400 | 600 | 100 | 300 | 2025-01-01
206315389 | Star Air Kontrol | SAK-09-21MS/220 | SAK-09-21MS/220 | 14 | 21.2 | 9.9 | Yes | No | 3 | 600 | 800 | 150 | 350 | 2025-01-01
206315390 | Star Air Kontrol | SAK-12-21MS/110 | SAK-12-21MS/110 | 12.5 | 20.1 | 8.2 | Yes | No | 1 | 400 | 600 | 100 | 300 | 2025-01-01
214314789 | Star Air Kontrol | SAK-12-ES/220V | SAK-12-ES/220V | 10.8 | 21.4 | 9.2 | No | N/A | 3 | 600 | 800 | 150 | 350 | 2025-01-01
214314790 | Star Air Kontrol | SAK-18-ES/220V | SAK-18-ES/220V | 11 | 19.5 | 8.7 | No | N/A | 2 | 500 | 700 | 100 | 300 | 2025-01-01
214314791 | Star Air Kontrol | SAK-24-ES/220V | SAK-24-ES/220V | 9.5 | 18.5 | 8.6 | No | N/A | 2 | 500 | 700 | 100 | 300 | 2025-01-01
213279887 | Star Air Kontrol | SAK-24CONS/220V | SAK-24CONS/220V | 12.5 | 21.2 | 10.3 | Yes | Both | 4 | 700 | 900 | 150 | 350 | 2025-01-01
213279888 | Star Air Kontrol | SAK-36CONS/220V | SAK-36CONS/220V | 8.5 | 19 | 9 | No | N/A | 3 | 600 | 800 | 150 | 350 | 2025-01-01
213279889 | Star Air Kontrol | SAK-48CONS/220V | SAK-48CONS/220V | 9.3 | 18.9 | 10 | Yes | Yes | 4 | 700 | 900 | 150 | 350 | 2025-01-01
213279890 | Star Air Kontrol | SAK-60CONS/220V | SAK-60CONS/220V | 9.8 | 19.8 | 9 | No | N/A | 3 | 600 | 800 | 150 | 350 | 2025-01-01
213279891 | Star Air Kontrol | SAK-09-CC/220V | SAK-09-CC/220V | 13 | 20 | 10 | Yes | Both | 4 | 700 | 900 | 150 | 350 | 2025-01-01
213279892 | Star Air Kontrol | SAK-12-CC/220V | SAK-12-CC/220V | 14 | 22.7 | 10 | Yes | No | 4 | 700 | 900 | 150 | 350 | 2025-01-01
213279893 | Star Air Kontrol | SAK-18-CC/220V | SAK-18-CC/220V | 12.5 | 20.5 | 10.5 | Yes | No | 4 | 700 | 900 | 150 | 350 | 2025-01-01
213279894 | Star Air Kontrol | SAK-24-CC/220V | SAK-24-CC/220V | 12.5 | 21.5 | 9.7 | Yes | Both | 3 | 600 | 800 | 150 | 350 | 2025-01-01
213279895 | Star Air Kontrol | SAK-36-CC/220V | SAK-36-CC/220V | 9.4 | 19.2 | 8.8 | No | N/A | 2 | 500 | 700 | 100 | 300 | 2025-01-01
213279896 | Star Air Kontrol | SAK-48-CC/220V | SAK-48-CC/220V | 9.5 | 18.5 | 9.8 | No | N/A | 3 | 600 | 800 | 150 | 350 | 2025-01-01
213279897 | Star Air Kontrol | SAK-09-OC/220V | SAK-09-OC/220V | 13 | 22.5 | 11.5 | Yes | Both | 4 | 700 | 900 | 150 | 350 | 2025-01-01
213279898 | Star Air Kontrol | SAK-12-OC/220V | SAK-12-OC/220V | 12.6 | 22 | 9.8 | Yes | No | 3 | 600 | 800 | 150 | 350 | 2025-01-01
213279899 | Star Air Kontrol | SAK-18-OC/220V | SAK-18-OC/220V | 12.5 | 21.8 | 10.7 | Yes | No | 4 | 700 | 900 | 150 | 350 | 2025-01-01
216369231 | Star Air Kontrol | SAK-18-OCT2/220V | SAK-18-OCT1/220V | 12.5 | 22.2 | 12.2 | Yes | Both | 4 | 700 | 900 | 150 | 350 | 2025-01-01
216369206 | Star Air Kontrol | SAK-09-WM2/115V | SAK-09-WM1/115V | 12.5 | 21.5 | 9 | Yes | No | 3 | 600 | 800 | 150 | 350 | 2025-01-01
216369207 | Star Air Kontrol | SAK-12-WM2/115V | SAK-12-WM1/115V | 10.1 | 21.2 | 8.7 | No | N/A | 2 | 500 | 700 | 100 | 300 | 2025-01-01
216369208 | Star Air Kontrol | SAK-09-WM2/220V | SAK-09-WM1/220V | 12.6 | 21.2 | 9.1 | Yes | Both | 3 | 600 | 800 | 150 | 350 | 2025-01-01
216369209 | Star Air Kontrol | SAK-12-WM2/220V | SAK-12-WM1/220V | 10.8 | 21.3 | 9.1 | No | N/A | 3 | 600 | 800 | 150 | 350 | 2025-01-01
216369210 | Star Air Kontrol | SAK-18-WM2/220V | SAK-18-WM1/220V | 10.8 | 19.2 | 9.6 | No | N/A | 3 | 600 | 800 | 150 | 350 | 2025-01-01
216369211 | Star Air Kontrol | SAK-24-WM2/220V | SAK-24-WM1/220V | 10 | 18.7 | 9.3 | Yes | Yes | 3 | 600 | 800 | 150 | 350 | 2025-01-01
216369212 | Star Air Kontrol | SAK-30-WM2/220V | SAK-30-WM1/220V | 11 | 20 | 9.2 | No | N/A | 3 | 600 | 800 | 150 | 350 | 2025-01-01
216369213 | Star Air Kontrol | SAK-36-WM2/220V | SAK-36-WM1/220V | 9 | 18 | 8.5 | No | N/A | 2 | 500 | 700 | 100 | 300 | 2025-01-01
216369214 | Star Air Kontrol | SAK-06-DT2/220V | SAK-06-DT1/220V | 14.4 | 21.4 | 13.8 | Yes | Both | 4 | 700 | 900 | 150 | 350 | 2025-01-01
216369215 | Star Air Kontrol | SAK-09-DT2/220V | SAK-09-DT1/220V | 12.8 | 19.5 | 11 | Yes | Both | 4 | 700 | 900 | 150 | 350 | 2025-01-01
216369216 | Star Air Kontrol | SAK-12-DT2/220V | SAK-12-DT1/220V | 11.7 | 19 | 10.2 | Yes | Both | 4 | 700 | 900 | 150 | 350 | 2025-01-01
216369217 | Star Air Kontrol | SAK-18-DT2/220V | SAK-18-DT1/220V | 12.5 | 20 | 10.5 | Yes | Both | 4 | 700 | 900 | 150 | 350 | 2025-01-01
216369218 | Star Air Kontrol | SAK-24-DT2/220V | SAK-24-DT1/220V | 12.5 | 19 | 11 | Yes | Both | 4 | 700 | 900 | 150 | 350 | 2025-01-01
216369219 | Star Air Kontrol | SAK-36-DT2/220V | SAK-36-DT1/220V | 10.1 | 18.7 | 10.2 | No | N/A | 4 | 700 | 900 | 150 | 350 | 2025-01-01
216369220 | Star Air Kontrol | SAK-48-DT2/220V | SAK-48-DT1/220V | 10 | 17.1 | 9.8 | Yes | Yes | 3 | 600 | 800 | 150 | 350 | 2025-01-01
216369221 | Star Air Kontrol | SAK-60-DT2/220V | SAK-60-DT1/220V | 10 | 17 | 9.7 | No | N/A | 3 | 600 | 800 | 150 | 350 | 2025-01-01
216369222 | Star Air Kontrol | SAK-09-CT2/220V | SAK-09-CT1/220V | 14.3 | 21.6 | 11.3 | Yes | Both | 4 | 700 | 900 | 150 | 350 | 2025-01-01
216369223 | Star Air Kontrol | SAK-12-CT2/220V | SAK-12-CT1/220V | 12.5 | 21.1 | 10.4 | Yes | Both | 4 | 700 | 900 | 150 | 350 | 2025-01-01
216369224 | Star Air Kontrol | SAK-18-CT2/220V | SAK-18-CT1/220V | 12.5 | 20.7 | 11.4 | Yes | Both | 4 | 700 | 900 | 150 | 350 | 2025-01-01
216369225 | Star Air Kontrol | SAK-24-CT2/220V | SAK-24-CT1/220V | 12 | 22 | 10.5 | Yes | Both | 4 | 700 | 900 | 150 | 350 | 2025-01-01
216369226 | Star Air Kontrol | SAK-36-CT2/220V | SAK-36-CT1/220V | 9.6 | 20 | 10.3 | Yes | Yes | 4 | 700 | 900 | 150 | 350 | 2025-01-01
216369227 | Star Air Kontrol | SAK-48-CT2/220V | SAK-48-CT1/220V | 9.5 | 19 | 9.9 | Yes | Yes | 3 | 600 | 800 | 150 | 350 | 2025-01-01
216369228 | Star Air Kontrol | SAK-06-OCT2/220V | SAK-06-OCT1/220V | 15 | 22 | 12 | Yes | Both | 4 | 700 | 900 | 150 | 350 | 2025-01-01
216369229 | Star Air Kontrol | SAK-09-OCT2/220V | SAK-09-OCT1/220V | 14.4 | 22.1 | 11.8 | Yes | Both | 4 | 700 | 900 | 150 | 350 | 2025-01-01
216369230 | Star Air Kontrol | SAK-12-OCT2/220V | SAK-12-OCT1/220V | 12.3 | 22.1 | 10 | Yes | Both | 4 | 700 | 900 | 150 | 350 | 2025-01-01
214314788 | Star Air Kontrol | SAK-12-ES/115V | SAK-12-ES/115V | 10.3 | 20.8 | 8.7 | No | N/A | 2 | 500 | 700 | 100 | 300 | 2025-01-01
211726521 | Star Air Kontrol | SAK-18-DTMS/220V | SAK-18-DTMS/220V | 12.5 | 20 | 10.6 | Yes | No | 4 | 700 | 900 | 150 | 350 | 2025-01-01
211726522 | Star Air Kontrol | SAK-24-DTMS/220V | SAK-24-DTMS/220V | 12.5 | 19 | 11.2 | Yes | Both | 4 | 700 | 900 | 150 | 350 | 2025-01-01
211726523 | Star Air Kontrol | SAK-12-CC(OD)/220VOLT | SAK-12-20CC/220(IN) | 14 | 22.7 | 10 | Yes | No | 4 | 700 | 900 | 150 | 350 | 2025-01-01
211726524 | Star Air Kontrol | SAK-18-CC(OD)/220VOLT | SAK-18-20CC/220(IN) | 12.5 | 20.5 | 10.5 | Yes | No | 4 | 700 | 900 | 150 | 350 | 2025-01-01
211726525 | Star Air Kontrol | SAK-24-CC(OD)/220VOLT | SAK-24-20CC/220(IN) | 12.5 | 21.5 | 9.7 | Yes | Both | 3 | 600 | 800 | 150 | 350 | 2025-01-01
211726526 | Star Air Kontrol | SAK-36-CC(OD)/220VOLT | SAK-36-20CC/220(IN) | 9.4 | 19.2 | 8.8 | No | N/A | 2 | 500 | 700 | 100 | 300 | 2025-01-01
211726527 | Star Air Kontrol | SAK-48-CC(OD)/220VOLT | SAK-48-20CC/220(IN) | 9.5 | 18.5 | 9.8 | No | N/A | 3 | 600 | 800 | 150 | 350 | 2025-01-01
211726663 | Star Air Kontrol | SAK-36-DTMS/220V* | SAK-36-DTMS/220V | 8.8 | 15.8 | 8.8 | No | N/A | 2 | 500 | 700 | 100 | 300 | 2025-01-01
213081463 | Star Air Kontrol | SAK-12-DTMS/220V | SAK-12-DTMS/220V | 11.7 | 19 | 10.3 | Yes | Both | 4 | 700 | 900 | 150 | 350 | 2025-01-01
211504095 | Star Air Kontrol | SAK-12-20MS/110 | SAK-12-20MS/110 | 10.3 | 20.8 | 8.7 | No | N/A | 2 | 500 | 700 | 100 | 300 | 2025-01-01
211504098 | Star Air Kontrol | SAK-12-20MS/220 | SAK-12-20MS/220 | 10.8 | 21.4 | 9.1 | No | N/A | 3 | 600 | 800 | 150 | 350 | 2025-01-01
211504100 | Star Air Kontrol | SAK-18-19MS/220 | SAK-18-19MS/220 | 10.5 | 19 | 8.7 | No | N/A | 2 | 500 | 700 | 100 | 300 | 2025-01-01
211504102 | Star Air Kontrol | SAK-24-18MS/220 | SAK-24-18MS/220 | 9 | 18 | 8.6 | No | N/A | 2 | 500 | 700 | 100 | 300 | 2025-01-01
211504104 | Star Air Kontrol | SAK-12-22MS/110 | SAK-12-22MS/110 | 12.5 | 22.7 | 10 | Yes | No | 4 | 700 | 900 | 150 | 350 | 2025-01-01
211504105 | Star Air Kontrol | SAK-12-22MS/220 | SAK-12-22MS/220 | 12.5 | 23.1 | 9.3 | Yes | No | 3 | 600 | 800 | 150 | 350 | 2025-01-01
211504107 | Star Air Kontrol | SAK-18-24MS/220 | SAK-18-24MS/220 | 13.5 | 23.7 | 10.3 | Yes | Both | 4 | 700 | 900 | 150 | 350 | 2025-01-01
211504109 | Star Air Kontrol | SAK-24-21MS/220 | SAK-24-21MS/220 | 12.5 | 21 | 9 | Yes | No | 3 | 600 | 800 | 150 | 350 | 2025-01-01
211504111 | Star Air Kontrol | SAK-36MS/220V | SAK-36MS/220V | 8.5 | 17.5 | 8.7 | No | N/A | 2 | 500 | 700 | 100 | 300 | 2025-01-01
212316181 | STEALTH | ACIQ-48Z-HH-M5B |  | 11.7 | 20.9 | 9 | Yes | Both | 3 | 600 | 800 | 150 | 350 | 2025-01-01
212316172 | STEALTH | ACIQ-18Z-HH-M2B |  | 12 | 19 | 9.3 | Yes | Both | 3 | 600 | 800 | 150 | 350 | 2025-01-01
212316175 | STEALTH | ACIQ-27Z-HH-M3B |  | 11.7 | 20 | 9.5 | Yes | Both | 3 | 600 | 800 | 150 | 350 | 2025-01-01
212316204 | STEALTH | ACIQ-55Z-HH-M5B |  | 10.5 | 18.8 | 9.3 | Yes | Yes | 3 | 600 | 800 | 150 | 350 | 2025-01-01
212316210 | STEALTH | ES-27Z-M3B |  | 11.7 | 21 | 9.2 | Yes | No | 3 | 600 | 800 | 150 | 350 | 2025-01-01
212316219 | STEALTH | ES-55Z-M5B |  | 10.5 | 19 | 8.6 | No | N/A | 2 | 500 | 700 | 100 | 300 | 2025-01-01
212316213 | STEALTH | ES-36Z-M4B |  | 11 | 20 | 9.2 | No | N/A | 3 | 600 | 800 | 150 | 350 | 2025-01-01
212316216 | STEALTH | ES-48Z-M5B |  | 10.8 | 20.5 | 9.7 | No | N/A | 3 | 600 | 800 | 150 | 350 | 2025-01-01
212316178 | STEALTH | ACIQ-36Z-HH-M4B |  | 11.7 | 19 | 10 | Yes | No | 4 | 700 | 900 | 150 | 350 | 2025-01-01
212316207 | STEALTH | ES-18Z-M2B |  | 12 | 19 | 9.8 | Yes | Both | 3 | 600 | 800 | 150 | 350 | 2025-01-01
212316206 | STEALTH | ES-18Z-M2B |  | 13.9 | 22.9 | 10.5 | Yes | No | 4 | 700 | 900 | 150 | 350 | 2025-01-01
212316180 | STEALTH | ACIQ-48Z-HH-M5B |  | 11.7 | 21.8 | 9.8 | Yes | Both | 3 | 600 | 800 | 150 | 350 | 2025-01-01
212316215 | STEALTH | ES-48Z-M5B |  | 12.5 | 23.4 | 8.7 | Yes | No | 2 | 500 | 700 | 100 | 300 | 2025-01-01
212316218 | STEALTH | ES-55Z-M5B |  | 10.5 | 21.3 | 9.1 | No | N/A | 3 | 600 | 800 | 150 | 350 | 2025-01-01
212316209 | STEALTH | ES-27Z-M3B |  | 12.7 | 24.6 | 9.5 | Yes | No | 3 | 600 | 800 | 150 | 350 | 2025-01-01
212316212 | STEALTH | ES-36Z-M4B |  | 11.7 | 23.9 | 9.5 | Yes | No | 3 | 600 | 800 | 150 | 350 | 2025-01-01
212316177 | STEALTH | ACIQ-36Z-HH-M4B |  | 13.6 | 22.2 | 10.3 | Yes | Both | 4 | 700 | 900 | 150 | 350 | 2025-01-01
212316203 | STEALTH | ACIQ-55Z-HH-M5B |  | 10.5 | 22 | 9.5 | Yes | Yes | 3 | 600 | 800 | 150 | 350 | 2025-01-01
212316171 | STEALTH | ACIQ-18Z-HH-M2B |  | 12.5 | 22 | 9.8 | Yes | Both | 3 | 600 | 800 | 150 | 350 | 2025-01-01
212316174 | STEALTH | ACIQ-27Z-HH-M3B |  | 12.5 | 23 | 10.6 | Yes | Both | 4 | 700 | 900 | 150 | 350 | 2025-01-01
212316144 | STEALTH | ACIQ-18Z-HH-M2 |  | 12.5 | 21.5 | 9 | Yes | Both | 3 | 600 | 800 | 150 | 350 | 2025-01-01
212316145 | STEALTH | ACIQ-27Z-HH-M3 |  | 12.5 | 22 | 9 | Yes | Both | 3 | 600 | 800 | 150 | 350 | 2025-01-01
212316173 | STEALTH | ACIQ-18Z-HH-M2B |  | 12.25 | 20.5 | 9.55 | Yes | Both | 3 | 600 | 800 | 150 | 350 | 2025-01-01
212316176 | STEALTH | ACIQ-27Z-HH-M3B |  | 12.1 | 21.5 | 10.05 | Yes | Both | 4 | 700 | 900 | 150 | 350 | 2025-01-01
212316208 | STEALTH | ES-18Z-M2B |  | 12.95 | 20.95 | 10.15 | Yes | No | 4 | 700 | 900 | 150 | 350 | 2025-01-01
212316211 | STEALTH | ES-27Z-M3B |  | 12.2 | 22.8 | 9.35 | Yes | No | 3 | 600 | 800 | 150 | 350 | 2025-01-01
212316182 | STEALTH | ACIQ-48Z-HH-M5B |  | 11.7 | 21.35 | 9.4 | Yes | Both | 3 | 600 | 800 | 150 | 350 | 2025-01-01
212316217 | STEALTH | ES-48Z-M5B |  | 11.65 | 21.95 | 9.2 | No | N/A | 3 | 600 | 800 | 150 | 350 | 2025-01-01
212316214 | STEALTH | ES-36Z-M4B |  | 11.35 | 21.95 | 9.35 | No | N/A | 3 | 600 | 800 | 150 | 350 | 2025-01-01
212316220 | STEALTH | ES-55Z-M5B |  | 10.5 | 20.15 | 8.85 | No | N/A | 2 | 500 | 700 | 100 | 300 | 2025-01-01
212316179 | STEALTH | ACIQ-36Z-HH-M4B |  | 12.65 | 20.6 | 10.15 | Yes | Both | 4 | 700 | 900 | 150 | 350 | 2025-01-01
212316205 | STEALTH | ACIQ-55Z-HH-M5B |  | 10.5 | 20.4 | 9.4 | Yes | Yes | 3 | 600 | 800 | 150 | 350 | 2025-01-01
214837141 | STEALTH | ACIQ-12Z-HP115B | ACIQ-12W-HP115B | 10.3 | 20.8 | 8.7 | No | N/A | 2 | 500 | 700 | 100 | 300 | 2025-01-01
212316183 | STEALTH | ACIQ-30Z-HP230B | ACIQ-30W-HP230B | 10.5 | 18.6 | 8.7 | No | N/A | 2 | 500 | 700 | 100 | 300 | 2025-01-01
212316184 | STEALTH | ACIQ-06ZPL-HP230B | ACIQ-06W-HH-MC | 15.8 | 26.5 | 13.6 | Yes | Both | 4 | 700 | 900 | 150 | 350 | 2025-01-01
212316185 | STEALTH | ACIQ-09ZPL-HP230B | ACIQ-09W-HH-MC | 16.2 | 28.1 | 11.5 | Yes | Both | 4 | 700 | 900 | 150 | 350 | 2025-01-01
212316186 | STEALTH | ACIQ-12ZPL-HP230B | ACIQ-12W-HH-MC | 14 | 25.5 | 10.4 | Yes | Both | 4 | 700 | 900 | 150 | 350 | 2025-01-01
212316187 | STEALTH | ACIQ-18ZPL-HP230B | ACIQ-18W-HH-MC | 12.5 | 21.5 | 11.3 | Yes | Both | 4 | 700 | 900 | 150 | 350 | 2025-01-01
212316188 | STEALTH | ACIQ-24ZPL-HP230B | ACIQ-24W-HH-MC | 13 | 21.5 | 11.4 | Yes | Both | 4 | 700 | 900 | 150 | 350 | 2025-01-01
212316189 | STEALTH | ACIQ-36ZPL-HP230B | ACIQ-36CC-HH-MB | 9.5 | 19.4 | 10.5 | Yes | Yes | 4 | 700 | 900 | 150 | 350 | 2025-01-01
212316190 | STEALTH | ACIQ-48ZPL-HP230B | ACIQ-48CC-HH-MB | 8.3 | 16.8 | 10.7 | Yes | Yes | 4 | 700 | 900 | 150 | 350 | 2025-01-01
212316191 | STEALTH | ACIQ-36ZPL-HP230B | ACIQ-36CD-HH-MB | 9 | 16.5 | 11 | Yes | Yes | 4 | 700 | 900 | 150 | 350 | 2025-01-01
212316193 | STEALTH | ACIQ-60ZPL-HP230B | ACIQ-60CD-HH-MB | 9.4 | 15.8 | 9.5 | Yes | Yes | 2 | 500 | 700 | 100 | 300 | 2025-01-01
212316194 | STEALTH | ACIQ-36ZPL-HP230B | ACIQ-36FM-HH-MB | 8.8 | 17.6 | 10 | Yes | Yes | 4 | 700 | 900 | 150 | 350 | 2025-01-01
212316195 | STEALTH | ACIQ-48ZPL-HP230B | ACIQ-48FM-HH-MB | 8.2 | 17 | 9.8 | Yes | Yes | 3 | 600 | 800 | 150 | 350 | 2025-01-01
212316196 | STEALTH | ACIQ-60ZPL-HP230B | ACIQ-60FM-HH-MB | 9 | 17.3 | 10.2 | Yes | Yes | 4 | 700 | 900 | 150 | 350 | 2025-01-01
212316197 | STEALTH | ACIQ-06ZPL-HP230B | SCC-0609-HH-M | 14.5 | 22 | 10.8 | Yes | Both | 4 | 700 | 900 | 150 | 350 | 2025-01-01
212316198 | STEALTH | ACIQ-09ZPL-HP230B | SCC-0609-HH-M | 13 | 24 | 12.4 | Yes | Both | 4 | 700 | 900 | 150 | 350 | 2025-01-01
212316199 | STEALTH | ACIQ-12ZPL-HP230B | SCC-1218-HH-M | 13 | 23 | 10 | Yes | Both | 4 | 700 | 900 | 150 | 350 | 2025-01-01
212316200 | STEALTH | ACIQ-18ZPL-HP230B | SCC-1218-HH-M | 12.5 | 19.8 | 11.2 | Yes | Both | 4 | 700 | 900 | 150 | 350 | 2025-01-01
212316201 | STEALTH | ACIQ-12ZPL-HP230B | ACIQ-12FM-HH-MC | 13.3 | 24.2 | 10.7 | Yes | Both | 4 | 700 | 900 | 150 | 350 | 2025-01-01
212316202 | STEALTH | ACIQ-18ZPL-HP230B | ACIQ-18FM-HH-MC | 11 | 20.2 | 8.9 | Yes | Both | 2 | 500 | 700 | 100 | 300 | 2025-01-01
212316135 | STEALTH | ACIQ-09Z-HP115 | ACIQ-09W-HP115 | 11.5 | 18.9 | 8.1 | No | N/A | 1 | 400 | 600 | 100 | 300 | 2025-01-01
212316137 | STEALTH | ACIQ-18Z-HP230 | ACIQ-18W-HP230 | 11 | 18.7 | 8.1 | No | N/A | 1 | 400 | 600 | 100 | 300 | 2025-01-01
212316149 | STEALTH | ACIQ-18Z-EZ230 | ACIQ-18W-EZ230 | 12.5 | 19.8 | 9.6 | Yes | No | 3 | 600 | 800 | 150 | 350 | 2025-01-01
212316150 | STEALTH | ACIQ-24Z-EZ230 | ACIQ-24W-EZ230 | 12.5 | 20 | 9.3 | Yes | No | 3 | 600 | 800 | 150 | 350 | 2025-01-01
212316152 | STEALTH | ACIQ-09Z-HP115B | ACIQ-09W-HP115B | 12.5 | 21.5 | 9 | Yes | No | 3 | 600 | 800 | 150 | 350 | 2025-01-01
212316153 | STEALTH | ACIQ-12Z-HP230B | ACIQ-12W-HP230B | 10.8 | 21.4 | 9.1 | No | N/A | 3 | 600 | 800 | 150 | 350 | 2025-01-01
212316154 | STEALTH | ACIQ-18Z-HP230B | ACIQ-18W-HP230B | 10.5 | 19 | 8.7 | No | N/A | 2 | 500 | 700 | 100 | 300 | 2025-01-01
212316155 | STEALTH | ACIQ-24Z-HP230B | ACIQ-24W-HP230B | 9 | 18 | 8.6 | No | N/A | 2 | 500 | 700 | 100 | 300 | 2025-01-01
212316156 | STEALTH | ACIQ-36Z-HP230B | ACIQ-36W-HP230B | 8.5 | 17.5 | 8.7 | No | N/A | 2 | 500 | 700 | 100 | 300 | 2025-01-01
212316157 | STEALTH | ACIQ-09ZPL-HP230B | ACIQ-09W-HH-MB | 16.2 | 28.1 | 11.5 | Yes | Both | 4 | 700 | 900 | 150 | 350 | 2025-01-01
212316158 | STEALTH | ACIQ-12ZPL-HP230B | ACIQ-12W-HH-MB | 14 | 25.5 | 10.4 | Yes | Both | 4 | 700 | 900 | 150 | 350 | 2025-01-01
212316159 | STEALTH | ACIQ-18ZPL-HP230B | ACIQ-18W-HH-MB | 12.5 | 21.5 | 11.3 | Yes | Both | 4 | 700 | 900 | 150 | 350 | 2025-01-01
212316160 | STEALTH | ACIQ-24ZPL-HP230B | ACIQ-24W-HH-MB | 13 | 21.5 | 11.4 | Yes | Both | 4 | 700 | 900 | 150 | 350 | 2025-01-01
212316161 | STEALTH | ACIQ-09ZPL-HP230B | ACIQ-09CC-HH-MB | 13 | 20.5 | 10.3 | Yes | Both | 4 | 700 | 900 | 150 | 350 | 2025-01-01
212316162 | STEALTH | ACIQ-12ZPL-HP230B | ACIQ-12CC-HH-MB | 12.7 | 22.3 | 10.2 | Yes | Both | 4 | 700 | 900 | 150 | 350 | 2025-01-01
212316163 | STEALTH | ACIQ-18ZPL-HP230B | ACIQ-18CC-HH-MB | 12.5 | 20 | 9.5 | Yes | Both | 3 | 600 | 800 | 150 | 350 | 2025-01-01
212316164 | STEALTH | ACIQ-09ZPL-HP230B | ACIQ-09CD-HH-MB | 13.2 | 20.2 | 12 | Yes | Both | 4 | 700 | 900 | 150 | 350 | 2025-01-01
212316165 | STEALTH | ACIQ-12ZPL-HP230B | ACIQ-12CD-HH-MB | 11.7 | 19.5 | 10 | Yes | Both | 4 | 700 | 900 | 150 | 350 | 2025-01-01
212316166 | STEALTH | ACIQ-18ZPL-HP230B | ACIQ-18CD-HH-MB | 11.7 | 18 | 9.5 | Yes | Both | 3 | 600 | 800 | 150 | 350 | 2025-01-01
212316167 | STEALTH | ACIQ-24ZPL-HP230B | ACIQ-24CD-HH-MB | 12 | 19.2 | 10.5 | Yes | Both | 4 | 700 | 900 | 150 | 350 | 2025-01-01
212316168 | STEALTH | ACIQ-12ZPL-HP230B | ACIQ-12FM-HH-MB | 13 | 23.6 | 10 | Yes | Both | 4 | 700 | 900 | 150 | 350 | 2025-01-01
212316169 | STEALTH | ACIQ-18ZPL-HP230B | ACIQ-18FM-HH-MB | 12.5 | 20.5 | 9.8 | Yes | Both | 3 | 600 | 800 | 150 | 350 | 2025-01-01
212316170 | STEALTH | ACIQ-24ZPL-HP230B | ACIQ-24FM-HH-MB | 11.7 | 20.5 | 11 | Yes | Both | 4 | 700 | 900 | 150 | 350 | 2025-01-01
208674948 | Stealth Comfort | SC-36Z-HH-M4 |  | 9 | 16 | 8.6 | No | N/A | 2 | 500 | 700 | 100 | 300 | 2025-01-01
208674951 | Stealth Comfort | SC-42Z-HH-M5 |  | 9 | 16 | 8.6 | No | N/A | 2 | 500 | 700 | 100 | 300 | 2025-01-01
208674942 | Stealth Comfort | SC-18Z-HH-M2 |  | 12 | 20 | 10 | No | N/A | 4 | 700 | 900 | 150 | 350 | 2025-01-01
208674945 | Stealth Comfort | SC-27Z-HH-M3 |  | 12 | 20 | 10 | No | N/A | 4 | 700 | 900 | 150 | 350 | 2025-01-01
215742360 | Stealth Comfort | SC-27Z-HH-M4B |  | 12.5 | 21 | 10 | Yes | No | 4 | 700 | 900 | 150 | 350 | 2025-01-01
215742356 | Stealth Comfort | SC-27Z-HH-M4B |  | 11.75 | 18.5 | 9 | No | N/A | 3 | 600 | 800 | 150 | 350 | 2025-01-01
208674944 | Stealth Comfort | SC-18Z-HH-M2 |  | 10.5 | 18 | 8.6 | No | N/A | 2 | 500 | 700 | 100 | 300 | 2025-01-01
208674947 | Stealth Comfort | SC-27Z-HH-M3 |  | 10.5 | 18 | 8.6 | No | N/A | 2 | 500 | 700 | 100 | 300 | 2025-01-01
208650753 | Stealth Comfort | SC-09ZPL-HP230 | SC-09WPL-HP230 | 16.6 | 27 | 11 | No | N/A | 4 | 700 | 900 | 150 | 350 | 2025-01-01
208650754 | Stealth Comfort | SC-12ZPL-HP230 | SC-12WPL-HP230 | 14 | 24 | 8.5 | No | N/A | 2 | 500 | 700 | 100 | 300 | 2025-01-01
208650755 | Stealth Comfort | SC-18ZPL-HP230 | SC-18WPL-HP230 | 13.5 | 22 | 10 | No | N/A | 4 | 700 | 900 | 150 | 350 | 2025-01-01
208650756 | Stealth Comfort | SC-24ZPL-HP230 | SC-24WPL-HP230 | 13 | 21.5 | 9.5 | No | N/A | 3 | 600 | 800 | 150 | 350 | 2025-01-01
208650757 | Stealth Comfort | SC-12ZGLD-HP230 | SC-12WGLD-HP230 | 12.5 | 24 | 9 | No | N/A | 3 | 600 | 800 | 150 | 350 | 2025-01-01
208650758 | Stealth Comfort | SC-24ZGLD-HP230 | SC-24WGLD-HP230 | 13.1 | 24.5 | 9.5 | No | N/A | 3 | 600 | 800 | 150 | 350 | 2025-01-01
208650759 | Stealth Comfort | SC-09ZGLD-HP230 | SC-09WGLD-HP230 | 14.7 | 25.5 | 10.2 | No | N/A | 4 | 700 | 900 | 150 | 350 | 2025-01-01
208650760 | Stealth Comfort | SC-36ZPL-HP230 | SC-36WPL-HP230 | 10.25 | 18 | 8.5 | No | N/A | 2 | 500 | 700 | 100 | 300 | 2025-01-01
208650761 | Stealth Comfort | SC-18ZGLD-HP230 | SC-18WGLD-HP230 | 12.5 | 20 | 8.5 | No | N/A | 2 | 500 | 700 | 100 | 300 | 2025-01-01
211580577 | Stealth Comfort | SC-30ZPL-HP230 | SC-30WPL-HP230 | 10.6 | 20 | 8.5 | No | N/A | 2 | 500 | 700 | 100 | 300 | 2025-01-01
211580581 | Stealth Comfort | SC-30ZGLD-HP230B | SC-30WGLD-HP230B | 11.25 | 20 | 8.5 | No | N/A | 2 | 500 | 700 | 100 | 300 | 2025-01-01
211580585 | Stealth Comfort | SC-36ZGLD-HP230B | SC-36WGLD-HP230B | 10.5 | 20 | 8.5 | No | N/A | 2 | 500 | 700 | 100 | 300 | 2025-01-01
216617671 | Stelpro | SMZ2B1-H18A-O |  | 13 | 20 | 10 | Yes | Both | 4 | 700 | 900 | 150 | 350 | 2025-01-01
216617674 | Stelpro | SMZ3B1-H27A-O |  | 12 | 19 | 9.5 | Yes | Both | 3 | 600 | 800 | 150 | 350 | 2025-01-01
216617677 | Stelpro | SMZ4B1-H36A-O |  | 12 | 19.4 | 10.4 | Yes | Both | 4 | 700 | 900 | 150 | 350 | 2025-01-01
216617680 | Stelpro | SMZ5B1-H48A-O |  | 11.7 | 20.4 | 11 | Yes | Both | 4 | 700 | 900 | 150 | 350 | 2025-01-01
216617683 | Stelpro | SMZ5B1-H55A-O |  | 11.7 | 20 | 10.7 | Yes | Both | 4 | 700 | 900 | 150 | 350 | 2025-01-01
216617686 | Stelpro | SMZ2B1V-H18A-O |  | 13 | 20 | 10 | Yes | Both | 4 | 700 | 900 | 150 | 350 | 2025-01-01
216617689 | Stelpro | SMZ3B1V-H27A-O |  | 12 | 19 | 9.5 | Yes | Both | 3 | 600 | 800 | 150 | 350 | 2025-01-01
216617692 | Stelpro | SMZ4B1V-H36A-O |  | 12 | 19.4 | 10.4 | Yes | Both | 4 | 700 | 900 | 150 | 350 | 2025-01-01
216617698 | Stelpro | SMZ5B1V-H55A-O |  | 11.7 | 20 | 10.7 | Yes | Both | 4 | 700 | 900 | 150 | 350 | 2025-01-01
216617695 | Stelpro | SMZ5B1V-H48A-O |  | 11.7 | 20.4 | 11 | Yes | Both | 4 | 700 | 900 | 150 | 350 | 2025-01-01
216617697 | Stelpro | SMZ5B1V-H55A-O |  | 12 | 22.2 | 10.5 | Yes | Both | 4 | 700 | 900 | 150 | 350 | 2025-01-01
216617691 | Stelpro | SMZ4B1V-H36A-O |  | 13 | 23 | 10.7 | Yes | Both | 4 | 700 | 900 | 150 | 350 | 2025-01-01
216617694 | Stelpro | SMZ5B1V-H48A-O |  | 12 | 23 | 11 | Yes | Both | 4 | 700 | 900 | 150 | 350 | 2025-01-01
216617685 | Stelpro | SMZ2B1V-H18A-O |  | 15 | 25 | 10.4 | Yes | Both | 4 | 700 | 900 | 150 | 350 | 2025-01-01
216617688 | Stelpro | SMZ3B1V-H27A-O |  | 12.5 | 23 | 10.5 | Yes | Both | 4 | 700 | 900 | 150 | 350 | 2025-01-01
216617679 | Stelpro | SMZ5B1-H48A-O |  | 12 | 23 | 11 | Yes | Both | 4 | 700 | 900 | 150 | 350 | 2025-01-01
216617682 | Stelpro | SMZ5B1-H55A-O |  | 12 | 22.2 | 10.5 | Yes | Both | 4 | 700 | 900 | 150 | 350 | 2025-01-01
216617676 | Stelpro | SMZ4B1-H36A-O |  | 13 | 23 | 10.7 | Yes | Both | 4 | 700 | 900 | 150 | 350 | 2025-01-01
216617670 | Stelpro | SMZ2B1-H18A-O |  | 15 | 25 | 10.4 | Yes | Both | 4 | 700 | 900 | 150 | 350 | 2025-01-01
216617673 | Stelpro | SMZ3B1-H27A-O |  | 12.5 | 23 | 10.5 | Yes | Both | 4 | 700 | 900 | 150 | 350 | 2025-01-01
216617672 | Stelpro | SMZ2B1-H18A-O |  | 14 | 22.5 | 10.2 | Yes | Both | 4 | 700 | 900 | 150 | 350 | 2025-01-01
216617675 | Stelpro | SMZ3B1-H27A-O |  | 12.25 | 21 | 10 | Yes | Both | 4 | 700 | 900 | 150 | 350 | 2025-01-01
216617684 | Stelpro | SMZ5B1-H55A-O |  | 11.85 | 21.1 | 10.6 | Yes | Both | 4 | 700 | 900 | 150 | 350 | 2025-01-01
216617681 | Stelpro | SMZ5B1-H48A-O |  | 11.85 | 21.7 | 11 | Yes | Both | 4 | 700 | 900 | 150 | 350 | 2025-01-01
216617678 | Stelpro | SMZ4B1-H36A-O |  | 12.5 | 21.2 | 10.55 | Yes | Both | 4 | 700 | 900 | 150 | 350 | 2025-01-01
216617687 | Stelpro | SMZ2B1V-H18A-O |  | 14 | 22.5 | 10.2 | Yes | Both | 4 | 700 | 900 | 150 | 350 | 2025-01-01
216617693 | Stelpro | SMZ4B1V-H36A-O |  | 12.5 | 21.2 | 10.55 | Yes | Both | 4 | 700 | 900 | 150 | 350 | 2025-01-01
216617690 | Stelpro | SMZ3B1V-H27A-O |  | 12.25 | 21 | 10 | Yes | Both | 4 | 700 | 900 | 150 | 350 | 2025-01-01
216617699 | Stelpro | SMZ5B1V-H55A-O |  | 11.85 | 21.1 | 10.6 | Yes | Both | 4 | 700 | 900 | 150 | 350 | 2025-01-01
216617696 | Stelpro | SMZ5B1V-H48A-O |  | 11.85 | 21.7 | 11 | Yes | Both | 4 | 700 | 900 | 150 | 350 | 2025-01-01
216082314 | Stelpro | SINB-H09A-O | SINB-H09A-I | 12.6 | 21.6 | 9.4 | Yes | Both | 3 | 600 | 800 | 150 | 350 | 2025-01-01
216082316 | Stelpro | SINB-H12A-O | SINB-H12A-I | 10.8 | 21.3 | 9.2 | No | N/A | 3 | 600 | 800 | 150 | 350 | 2025-01-01
216082318 | Stelpro | SINB-H18A-O | SINB-H18A-I | 11.5 | 20.2 | 9.1 | No | N/A | 3 | 600 | 800 | 150 | 350 | 2025-01-01
216082319 | Stelpro | SINB-H24A-O | SINB-H24A-I | 9.6 | 18.5 | 9 | Yes | Yes | 3 | 600 | 800 | 150 | 350 | 2025-01-01
216082321 | Stelpro | SEPB-H09A-O | SEPB-H09A-I | 15.4 | 27.4 | 12.5 | Yes | Both | 4 | 700 | 900 | 150 | 350 | 2025-01-01
216082322 | Stelpro | SEPB-H12A-O | SEPB-H12A-I | 13.4 | 25.4 | 10.5 | Yes | Both | 4 | 700 | 900 | 150 | 350 | 2025-01-01
216082324 | Stelpro | SEPB-H18A-O | SEPB-H18A-I | 12.5 | 21.4 | 11 | Yes | Both | 4 | 700 | 900 | 150 | 350 | 2025-01-01
216082326 | Stelpro | SEPB-H24A-O | SEPB-H24A-I | 13 | 21 | 13.5 | Yes | Both | 4 | 700 | 900 | 150 | 350 | 2025-01-01
216082327 | Stelpro | SEPB-H09A-O | SICB1-H09A-I | 14 | 22.6 | 12.1 | Yes | Both | 4 | 700 | 900 | 150 | 350 | 2025-01-01
216082329 | Stelpro | SEPB-H12A-O | SICB1-H12A-I | 12.5 | 22.2 | 11.6 | Yes | Both | 4 | 700 | 900 | 150 | 350 | 2025-01-01
216082331 | Stelpro | SEPB-H18A-O | SICB1-H18A-I | 12.5 | 20 | 12.3 | Yes | Both | 4 | 700 | 900 | 150 | 350 | 2025-01-01
216082332 | Stelpro | SEPB-H24A-O | SICB1-H24A-I | 12 | 20.7 | 11.6 | Yes | Both | 4 | 700 | 900 | 150 | 350 | 2025-01-01
216082334 | Stelpro | SEPB-H09A-O | SFCB1-H09A-I | 14 | 20.5 | 13.8 | Yes | Both | 4 | 700 | 900 | 150 | 350 | 2025-01-01
216082335 | Stelpro | SEPB-H12A-O | SFCB1-H12A-I | 12 | 20 | 10.6 | Yes | Both | 4 | 700 | 900 | 150 | 350 | 2025-01-01
216082337 | Stelpro | SEPB-H18A-O | SFCB1-H18A-I | 12 | 18.4 | 11.1 | Yes | Both | 4 | 700 | 900 | 150 | 350 | 2025-01-01
216082339 | Stelpro | SEPB-H24A-O | SFCB1-H24A-I | 12 | 19 | 11.7 | Yes | Both | 4 | 700 | 900 | 150 | 350 | 2025-01-01
216445285 | Stelpro | SELB-H09A-O | SELB-H09A-I | 13.65 | 25 | 11 | Yes | Both | 4 | 700 | 900 | 150 | 350 | 2025-01-01
216445286 | Stelpro | SELB-H12A-O | SELB-H12A-I | 12.25 | 23 | 10 | Yes | Both | 4 | 700 | 900 | 150 | 350 | 2025-01-01
216445287 | Stelpro | SELB-H18A-O | SELB-H18A-I | 12.95 | 21 | 10 | Yes | Both | 4 | 700 | 900 | 150 | 350 | 2025-01-01
216445288 | Stelpro | SELB-H24A-O | SELB-H24A-I | 12.25 | 22.5 | 9.5 | Yes | Both | 3 | 600 | 800 | 150 | 350 | 2025-01-01
214855107 | SUM X | SM-12HFO2-CU | SM-12HFO2-WU | 12.7 | 23.5 | 9.5 | Yes | Both | 3 | 600 | 800 | 150 | 350 | 2025-01-01
214855108 | SUM X | SM-18HFO2-CU | SM-18HFO2-WU | 13.2 | 20.5 | 9.5 | Yes | Both | 3 | 600 | 800 | 150 | 350 | 2025-01-01
209948159 | SUNCHILLERS | M36ODU-ULTP |  | 11 | 20 | 9.2 | No | N/A | 3 | 600 | 800 | 150 | 350 | 2025-01-01
205470411 | SUNCHILLERS | M27ODU-ACDC |  | 11 | 20 | 8.5 | No | N/A | 2 | 500 | 700 | 100 | 300 | 2025-01-01
205470412 | SUNCHILLERS | M36ODU-ACDC |  | 10 | 18.5 | 8.7 | No | N/A | 2 | 500 | 700 | 100 | 300 | 2025-01-01
207804190 | SUNCHILLERS | M27ODU-UL2P |  | 11.7 | 21 | 9.2 | No | N/A | 3 | 600 | 800 | 150 | 350 | 2025-01-01
207804193 | SUNCHILLERS | M36ODU-UL2P |  | 11 | 20 | 9.2 | No | N/A | 3 | 600 | 800 | 150 | 350 | 2025-01-01
207804196 | SUNCHILLERS | M48ODU-UL2P |  | 10.8 | 20.5 | 9.7 | No | N/A | 3 | 600 | 800 | 150 | 350 | 2025-01-01
207804199 | SUNCHILLERS | M18ODU-UL2P |  | 12 | 19 | 9.8 | No | N/A | 3 | 600 | 800 | 150 | 350 | 2025-01-01
207804198 | SUNCHILLERS | M18ODU-UL2P |  | 13.9 | 22.9 | 10.5 | No | N/A | 4 | 700 | 900 | 150 | 350 | 2025-01-01
207804192 | SUNCHILLERS | M36ODU-UL2P |  | 11.7 | 23.9 | 9.5 | No | N/A | 3 | 600 | 800 | 150 | 350 | 2025-01-01
207804195 | SUNCHILLERS | M48ODU-UL2P |  | 12.5 | 23.4 | 8.7 | No | N/A | 2 | 500 | 700 | 100 | 300 | 2025-01-01
207804189 | SUNCHILLERS | M27ODU-UL2P |  | 12.7 | 24.6 | 9.5 | No | N/A | 3 | 600 | 800 | 150 | 350 | 2025-01-01
206334351 | SUNCHILLERS | M36ODU-ACDC |  | 11.5 | 22.5 | 9 | No | N/A | 3 | 600 | 800 | 150 | 350 | 2025-01-01
202146855 | SUNCHILLERS | M18ODU-ACDC |  | 12 | 22.4 | 9.1 | No | N/A | 3 | 600 | 800 | 150 | 350 | 2025-01-01
202146856 | SUNCHILLERS | M27ODU-ACDC |  | 12.5 | 23 | 9.2 | No | N/A | 3 | 600 | 800 | 150 | 350 | 2025-01-01
202146851 | SUNCHILLERS | M48ODU-ACDC |  | 12.5 | 23.7 | 8.6 | No | N/A | 2 | 500 | 700 | 100 | 300 | 2025-01-01
209948158 | SUNCHILLERS | M36ODU-ULTP |  | 10.6 | 23.1 | 9.6 | No | N/A | 3 | 600 | 800 | 150 | 350 | 2025-01-01
209948160 | SUNCHILLERS | M36ODU-ULTP |  | 10.8 | 21.55 | 9.4 | No | N/A | 3 | 600 | 800 | 150 | 350 | 2025-01-01
206334352 | SUNCHILLERS | M36ODU-ACDC |  | 10.75 | 20.5 | 8.85 | No | N/A | 2 | 500 | 700 | 100 | 300 | 2025-01-01
207804197 | SUNCHILLERS | M48ODU-UL2P |  | 11.65 | 21.95 | 9.2 | No | N/A | 3 | 600 | 800 | 150 | 350 | 2025-01-01
207804194 | SUNCHILLERS | M36ODU-UL2P |  | 11.35 | 21.95 | 9.35 | No | N/A | 3 | 600 | 800 | 150 | 350 | 2025-01-01
207804191 | SUNCHILLERS | M27ODU-UL2P |  | 12.2 | 22.8 | 9.35 | No | N/A | 3 | 600 | 800 | 150 | 350 | 2025-01-01
207804200 | SUNCHILLERS | M18ODU-UL2P |  | 12.95 | 20.95 | 10.15 | No | N/A | 4 | 700 | 900 | 150 | 350 | 2025-01-01
208447610 | SUNCHILLERS | 12WODU-UL | 12WIDU-UL | 13.7 | 24.6 | 10.7 | No | N/A | 4 | 700 | 900 | 150 | 350 | 2025-01-01
208447611 | SUNCHILLERS | 24WODU-UL | 24WIDU-UL | 14 | 22 | 10 | No | N/A | 4 | 700 | 900 | 150 | 350 | 2025-01-01
208447612 | SUNCHILLERS | 12WODU-UL | 12DIDU-UL | 11.7 | 19 | 10.3 | No | N/A | 4 | 700 | 900 | 150 | 350 | 2025-01-01
208447613 | SUNCHILLERS | 24WODU-UL | 24DIDU-UL | 12.5 | 19 | 11.2 | No | N/A | 4 | 700 | 900 | 150 | 350 | 2025-01-01
202146849 | SUNCHILLERS | S18ODU-ACDC | S18IDU-ACDC | 13 | 20 | 8.3 | No | N/A | 1 | 400 | 600 | 100 | 300 | 2025-01-01
202146852 | SUNCHILLERS | S9ODU-ACDC | S9IDU-ACDC | 14.9 | 21.8 | 9.3 | No | N/A | 3 | 600 | 800 | 150 | 350 | 2025-01-01
202146853 | SUNCHILLERS | S12ODU-ACDC | S12IDU-ACDC | 13.7 | 22.3 | 8.8 | No | N/A | 2 | 500 | 700 | 100 | 300 | 2025-01-01
202146854 | SUNCHILLERS | S24ODU-ACDC | S24IDU-ACDC | 13.7 | 19.8 | 9.3 | No | N/A | 3 | 600 | 800 | 150 | 350 | 2025-01-01
208447609 | SUNCHILLERS | 9WODU-UL | 9WIDU-UL | 15 | 25.5 | 12.3 | No | N/A | 4 | 700 | 900 | 150 | 350 | 2025-01-01
215867860 | SUPERAIR | AC1U12QU3ERE | ACAS12NC1HRE | 12 | 22.5 | 10 | Yes | Both | 4 | 700 | 900 | 150 | 350 | 2025-01-01
215867861 | SUPERAIR | AC1U18RU3ERE | ACAS18NE1HRE | 12 | 20.5 | 9.5 | Yes | Both | 3 | 600 | 800 | 150 | 350 | 2025-01-01
215867862 | SUPERAIR | AC1U24SU3ERE | ACAS24NE1HRE | 12 | 19.5 | 9.5 | Yes | Both | 3 | 600 | 800 | 150 | 350 | 2025-01-01
207742403 | SUPREME | YS25E-12HRDN1 | YS25E-12HRDN1 | 13.7 | 24.6 | 10.7 | Yes | No | 4 | 700 | 900 | 150 | 350 | 2025-01-01
207742404 | SUPREME | YS25E-18HRDN1 | YS25E-18HRDN1 | 12.5 | 23.5 | 10.8 | No | N/A | 4 | 700 | 900 | 150 | 350 | 2025-01-01
203238004 | SUPREME | YS25M-09HRDN1 | YS25M-09HRDN1 | 14.5 | 23.1 | 9.9 | Yes | No | 3 | 600 | 800 | 150 | 350 | 2025-01-01
203238005 | SUPREME | YS25M-12HRDN1 | YS25M-12HRDN1 | 13 | 19.9 | 9.1 | Yes | No | 3 | 600 | 800 | 150 | 350 | 2025-01-01
203238006 | SUPREME | YS25M-18HRDN1 | YS25M-18HRDN1 | 12.5 | 19.4 | 8.9 | Yes | No | 2 | 500 | 700 | 100 | 300 | 2025-01-01
203238007 | SUPREME | YS25M-24HRDN1 | YS25M-24HRDN1 | 13 | 20 | 9.5 | No | N/A | 3 | 600 | 800 | 150 | 350 | 2025-01-01
212579410 | SUPREME | NE-T52-SUPAE12E | NE-T52-SUPAE12I | 14 | 25.5 | 10.4 | No | N/A | 4 | 700 | 900 | 150 | 350 | 2025-01-01
212579411 | SUPREME | NE-T52-SUPAE18E | NE-T52-SUPAE18I | 12.5 | 21.5 | 11.3 | No | N/A | 4 | 700 | 900 | 150 | 350 | 2025-01-01
215351197 | TCL | TMH18HEI2NAO0U24 |  | 12 | 21 | 9.5 | Yes | Both | 3 | 600 | 800 | 150 | 350 | 2025-01-01
215351198 | TCL | TMH27HEI2NAO0U24 |  | 12 | 22 | 9 | Yes | Both | 3 | 600 | 800 | 150 | 350 | 2025-01-01
215351199 | TCL | TMH36HEI2NAM5U24 |  | 11.7 | 20 | 8.5 | Yes | Yes | 2 | 500 | 700 | 100 | 300 | 2025-01-01
215351200 | TCL | TMH42HEI2NAM0U24 |  | 11.7 | 20 | 8.5 | Yes | Yes | 2 | 500 | 700 | 100 | 300 | 2025-01-01
215387267 | TCL | H18FMH22XPC |  | 12 | 21 | 9.5 | Yes | Both | 3 | 600 | 800 | 150 | 350 | 2025-01-01
215387268 | TCL | H27FMH22XPC |  | 12 | 22 | 9 | Yes | Both | 3 | 600 | 800 | 150 | 350 | 2025-01-01
215387269 | TCL | H36FMH21XPC |  | 11.7 | 20 | 8.5 | Yes | Both | 2 | 500 | 700 | 100 | 300 | 2025-01-01
215387270 | TCL | H42FMH20XPC |  | 11.7 | 20 | 8.5 | Yes | Both | 2 | 500 | 700 | 100 | 300 | 2025-01-01
216706240 | TCL | TSH24HEI2NAN0T24* |  | 11.7 | 19 | 9.5 | Yes | Both | 3 | 600 | 800 | 150 | 350 | 2025-01-01
216706241 | TCL | TSH18HEI2NAN0T24* |  | 11.7 | 21 | 8.1 | Yes | Both | 1 | 400 | 600 | 100 | 300 | 2025-01-01
216706242 | TCL | TSH12HEI2NAO0T24* |  | 11.7 | 18.5 | 8.5 | Yes | Both | 2 | 500 | 700 | 100 | 300 | 2025-01-01
216706243 | TCL | TSH09HEI2NAO0T24* |  | 12.5 | 20.5 | 9.5 | Yes | Both | 3 | 600 | 800 | 150 | 350 | 2025-01-01
209424840 | TCL | TUM-18HA2/I2I19-21 |  | 11 | 20 | 8.5 | No | N/A | 2 | 500 | 700 | 100 | 300 | 2025-01-01
209424841 | TCL | TUM-27HA2/I2I18-21 |  | 10 | 19 | 8.5 | No | N/A | 2 | 500 | 700 | 100 | 300 | 2025-01-01
209424845 | TCL | TUM-36HA2/I2I21-21ES |  | 12 | 21.5 | 9 | Yes | No | 3 | 600 | 800 | 150 | 350 | 2025-01-01
215387263 | TCL | H18FMH22XPC |  | 13 | 24 | 10 | Yes | Both | 4 | 700 | 900 | 150 | 350 | 2025-01-01
215387264 | TCL | H27FMH22XPC |  | 12 | 24 | 10 | Yes | Both | 4 | 700 | 900 | 150 | 350 | 2025-01-01
215387265 | TCL | H36FMH21XPC |  | 12 | 22.5 | 9.5 | Yes | Both | 3 | 600 | 800 | 150 | 350 | 2025-01-01
215387266 | TCL | H42FMH20XPC |  | 12 | 22 | 9.5 | Yes | Both | 3 | 600 | 800 | 150 | 350 | 2025-01-01
215351193 | TCL | TMH18HEI2NAO0U24 |  | 13 | 24 | 10 | Yes | Both | 4 | 700 | 900 | 150 | 350 | 2025-01-01
215351194 | TCL | TMH27HEI2NAO0U24 |  | 12 | 24 | 10 | Yes | Both | 4 | 700 | 900 | 150 | 350 | 2025-01-01
215351195 | TCL | TMH36HEI2NAM5U24 |  | 12 | 22.5 | 9.5 | Yes | Yes | 3 | 600 | 800 | 150 | 350 | 2025-01-01
215351196 | TCL | TMH42HEI2NAM0U24 |  | 12 | 22 | 9.5 | Yes | Yes | 3 | 600 | 800 | 150 | 350 | 2025-01-01
209424842 | TCL | TUM-36HA2/I2I18-21 |  | 10 | 19 | 8.5 | No | N/A | 2 | 500 | 700 | 100 | 300 | 2025-01-01
209424843 | TCL | TUM-18HA2/I2I22-21ES |  | 12 | 22 | 9 | Yes | Both | 3 | 600 | 800 | 150 | 350 | 2025-01-01
209424844 | TCL | TUM-27HA2/I2I21-21ES |  | 12 | 22 | 9 | Yes | No | 3 | 600 | 800 | 150 | 350 | 2025-01-01
217137383 | TCL | TAC-18CHSD/*2I-U21 | TAC-18CHSD/*2I-U21-I | 10.2 | 21 | 9 | No | N/A | 3 | 600 | 800 | 150 | 350 | 2025-01-01
217081910 | TCL | TAC-36CHSD/*2I-X20 | TAC-36CHSD/*2I-X20-I | 10 | 20 | 8.5 | No | N/A | 2 | 500 | 700 | 100 | 300 | 2025-01-01
216741386 | TCL | H24SBH20XPC | H24FCHU1XAE* | 11.7 | 20 | 9.5 | Yes | Both | 3 | 600 | 800 | 150 | 350 | 2025-01-01
216741387 | TCL | H18SBH22XPC | H18FCHU1XAE* | 11.7 | 20.5 | 9 | Yes | Both | 3 | 600 | 800 | 150 | 350 | 2025-01-01
216506195 | TCL | TSH09HEI2NAP0T24U | TSH09IEI2NAO0T24U | 14.5 | 25 | 10.5 | Yes | Both | 4 | 700 | 900 | 150 | 350 | 2025-01-01
216506196 | TCL | TSH12HEI2NAP0T24U | TSH12IEI2NAO0T24U | 14 | 25 | 10.5 | Yes | Both | 4 | 700 | 900 | 150 | 350 | 2025-01-01
216506198 | TCL | TSH18HEI2NAN5T24U | TSH18IEI2NAN0T24U | 12.5 | 23.5 | 10 | Yes | Both | 4 | 700 | 900 | 150 | 350 | 2025-01-01
216506199 | TCL | TSH24HEI2NAN0T24U | TSH24IEI2NAN0T24U | 12 | 23 | 10 | Yes | Both | 4 | 700 | 900 | 150 | 350 | 2025-01-01
216506200 | TCL | H09SUH25XGC | H09SUH25XGE | 14.5 | 25 | 10.5 | Yes | Both | 4 | 700 | 900 | 150 | 350 | 2025-01-01
216506201 | TCL | H12SUH25XGC | H12SUH25XGE | 14 | 25 | 10.5 | Yes | Both | 4 | 700 | 900 | 150 | 350 | 2025-01-01
216506202 | TCL | H18SUH23XGC | H18SUH23XGE | 12.5 | 23.5 | 10 | Yes | Both | 4 | 700 | 900 | 150 | 350 | 2025-01-01
216506203 | TCL | H24SUH23XGC | H24SUH23XGE | 12 | 23 | 10 | Yes | Both | 4 | 700 | 900 | 150 | 350 | 2025-01-01
212524534 | TCL | TSH09HDI1NAN0T23 | TSH09IDI1NAN0T23 | 13.5 | 23.5 | 9.5 | Yes | No | 3 | 600 | 800 | 150 | 350 | 2025-01-01
207688887 | TCL | TSC-09HA1/I3TI22 | TSC-09HA1/I3TI22-I | 12.5 | 23 | 9 | Yes | Both | 3 | 600 | 800 | 150 | 350 | 2025-01-01
207688888 | TCL | TSC-12HA1/I3TI22 | TSC-12HA1/I3TI22-I | 12.5 | 22 | 9 | Yes | Both | 3 | 600 | 800 | 150 | 350 | 2025-01-01
207688892 | TCL | TSC-24HA2/I3TI20 | TSC-24HA2/I3TI20-I | 12.5 | 20 | 9 | Yes | No | 3 | 600 | 800 | 150 | 350 | 2025-01-01
212524535 | TCL | TSH12HDI1NAN0T23 | TSH12IDI1NAN0T23 | 13 | 23 | 9.5 | Yes | No | 3 | 600 | 800 | 150 | 350 | 2025-01-01
211727046 | TCL | TSH12HAI2NAH0X23 | TSH12IAI2NAH0X23 | 10 | 17 | 8.5 | No | N/A | 2 | 500 | 700 | 100 | 300 | 2025-01-01
211727047 | TCL | TSH18HAI2NAH0X23 | TSH18IAI2NAH0X23 | 9.4 | 17 | 8.5 | No | N/A | 2 | 500 | 700 | 100 | 300 | 2025-01-01
211727048 | TCL | TSH24HAI2NAH0X23 | TSH24IAI2NAH0X23 | 10 | 17 | 8.5 | No | N/A | 2 | 500 | 700 | 100 | 300 | 2025-01-01
216706234 | TCL | TSH24HEI2NAN0T24* | TFH24IEI2NAF24 | 11.7 | 20 | 9.5 | Yes | Both | 3 | 600 | 800 | 150 | 350 | 2025-01-01
216706235 | TCL | TSH18HEI2NAN0T24* | TFH18IEI2NAF24 | 11.7 | 20.5 | 9 | Yes | Both | 3 | 600 | 800 | 150 | 350 | 2025-01-01
216706236 | TCL | H18SBH22XPC | H18FCHU1XAE | 11.7 | 20 | 9.5 | Yes | Both | 3 | 600 | 800 | 150 | 350 | 2025-01-01
216706237 | TCL | H24SBH20XPC | H24FCHU1XAE | 11.7 | 20.5 | 9 | Yes | Both | 3 | 600 | 800 | 150 | 350 | 2025-01-01
216706238 | TCL | H12SFH25XPC | H12SFH25XPE | 13 | 24 | 9.5 | Yes | Both | 3 | 600 | 800 | 150 | 350 | 2025-01-01
216706239 | TCL | TSH12HDI2NAO0P24 | TSH12IDI2NAO0P24 | 13 | 24 | 9.5 | Yes | Both | 3 | 600 | 800 | 150 | 350 | 2025-01-01
216706228 | TCL | TSH24HEI2NAN0T24* | TCH24IEI2NAC24 | 11.7 | 22.5 | 10.4 | Yes | Both | 4 | 700 | 900 | 150 | 350 | 2025-01-01
216706229 | TCL | TSH18HEI2NAN0T24* | TCH18IEI2NAC24 | 11.7 | 20.5 | 8.5 | Yes | Both | 2 | 500 | 700 | 100 | 300 | 2025-01-01
216706230 | TCL | TSH12HEI2NAO0T24* | TCH12IEI2NAC24 | 11.7 | 22 | 9.5 | Yes | Both | 3 | 600 | 800 | 150 | 350 | 2025-01-01
216706231 | TCL | TSH09HEI2NAO0T24* | TCH09IEI2NAC24 | 12.5 | 23 | 10 | Yes | Both | 4 | 700 | 900 | 150 | 350 | 2025-01-01
216706232 | TCL | TSH17HEI2NAL0X24 | TSH17IEI2NAL0X24 | 11 | 21 | 9.5 | No | N/A | 3 | 600 | 800 | 150 | 350 | 2025-01-01
216706233 | TCL | TSH22HEI2NAL0X24 | TSH22IEI2NAL0X24 | 11 | 21 | 9.5 | No | N/A | 3 | 600 | 800 | 150 | 350 | 2025-01-01
216052295 | TCL | TAC-12CHSD/*2I-X162 | TAC-12CHSD/*2I-X162 | 9.4 | 18 | 8.1 | No | N/A | 1 | 400 | 600 | 100 | 300 | 2025-01-01
216052296 | TCL | TAC-24CHSD/*2I-T16 | TAC-24CHSD/*2I-T16 | 9.2 | 20 | 8.5 | No | N/A | 2 | 500 | 700 | 100 | 300 | 2025-01-01
216052297 | TCL | TAC-12CHSD/*2I-X16 | TAC-12CHSD/*2I-X16 | 8.5 | 16 | 8.2 | No | N/A | 1 | 400 | 600 | 100 | 300 | 2025-01-01
216054426 | TCL | TAC-12CHSD/*1I-X16 | TAC-12CHSD/*1I-X16 | 9.2 | 17 | 8.4 | No | N/A | 1 | 400 | 600 | 100 | 300 | 2025-01-01
216054427 | TCL | TAC-18CHSD/*2I-X16 | TAC-18CHSD/*2I-X16 | 9 | 19 | 8.5 | No | N/A | 2 | 500 | 700 | 100 | 300 | 2025-01-01
215835708 | TCL | TSH12HDI1NAH0X24 | TSH12IDI1NAH0X24 | 9.5 | 17 | 9.5 | No | N/A | 3 | 600 | 800 | 150 | 350 | 2025-01-01
215835709 | TCL | TSH12HDI2NAH0X24 | TSH12IDI2NAH0X24 | 9.5 | 17 | 8.3 | No | N/A | 1 | 400 | 600 | 100 | 300 | 2025-01-01
215835710 | TCL | TSH18HDI2NAH0X24 | TSH18IDI2NAH0X24 | 9.5 | 17 | 8.5 | No | N/A | 2 | 500 | 700 | 100 | 300 | 2025-01-01
215835711 | TCL | TSH24HDI2NAH0X24 | TSH24IDI2NAH0X24 | 9.5 | 17 | 9.5 | No | N/A | 3 | 600 | 800 | 150 | 350 | 2025-01-01
215835712 | TCL | TSH36HDI2NAH0X24 | TSH36IDI2NAH0X24 | 9.5 | 17 | 8.5 | No | N/A | 2 | 500 | 700 | 100 | 300 | 2025-01-01
215835713 | TCL | H12SEH17BAC | H12SEH17BAE | 9.5 | 17 | 9.5 | No | N/A | 3 | 600 | 800 | 150 | 350 | 2025-01-01
215835714 | TCL | H12SEH17XAC | H12SEH17XAE | 9.5 | 17 | 8.3 | No | N/A | 1 | 400 | 600 | 100 | 300 | 2025-01-01
215835715 | TCL | H18SEH17XAC | H18SEH17XAE | 9.5 | 17 | 8.5 | No | N/A | 2 | 500 | 700 | 100 | 300 | 2025-01-01
215835716 | TCL | H24SEH17XAC | H24SEH17XAE | 9.5 | 17 | 9.5 | No | N/A | 3 | 600 | 800 | 150 | 350 | 2025-01-01
215835717 | TCL | H36SEH17XAC | H36SEH17XAE | 9.5 | 17 | 8.5 | No | N/A | 2 | 500 | 700 | 100 | 300 | 2025-01-01
215570370 | TCL | H09SBH23XPC | H09CSHU1XAE | 12 | 22 | 10 | Yes | Both | 4 | 700 | 900 | 150 | 350 | 2025-01-01
215570371 | TCL | H09SBH23XPC | H09DTHU1XAE | 12.5 | 20.5 | 9.5 | Yes | Both | 3 | 600 | 800 | 150 | 350 | 2025-01-01
215570372 | TCL | H12SBH23XPC | H12CSHU1XAE | 11.7 | 21 | 10 | Yes | Both | 4 | 700 | 900 | 150 | 350 | 2025-01-01
215570373 | TCL | H12SBH23XPC | H12DTHU1XAE | 11.7 | 19 | 8.1 | Yes | Both | 1 | 400 | 600 | 100 | 300 | 2025-01-01
215570374 | TCL | H18SBH22XPC | H18CSHU1XAE | 11.7 | 20 | 8.5 | Yes | Both | 2 | 500 | 700 | 100 | 300 | 2025-01-01
215570375 | TCL | H18SBH22XPC | H18DTHU1XAE | 11.7 | 21 | 8.1 | Yes | Both | 1 | 400 | 600 | 100 | 300 | 2025-01-01
215570376 | TCL | H24SBH20XPC | H24CSHU1XAE | 11.7 | 22 | 10 | Yes | Both | 4 | 700 | 900 | 150 | 350 | 2025-01-01
215570377 | TCL | H24SBH20XPC | H24DTHU1XAE | 11.7 | 19 | 9.5 | Yes | Both | 3 | 600 | 800 | 150 | 350 | 2025-01-01
215387250 | TCL | H09SEH19BAC | H09SEH19BAE | 11.7 | 19 | 9.5 | Yes | Both | 3 | 600 | 800 | 150 | 350 | 2025-01-01
215387251 | TCL | H12SEH19BAC | H12SEH19BAE | 10.5 | 20.5 | 9.5 | No | N/A | 3 | 600 | 800 | 150 | 350 | 2025-01-01
215387252 | TCL | H09SEH19XAC | H09SEH19XAE | 12 | 20 | 10 | Yes | Both | 4 | 700 | 900 | 150 | 350 | 2025-01-01
215387253 | TCL | H12SEH19XAC | H12SEH19XAE | 11.2 | 23 | 9.5 | No | N/A | 3 | 600 | 800 | 150 | 350 | 2025-01-01
215387254 | TCL | H18SEH19XAC | H18SEH19XAE | 11 | 21 | 9.5 | No | N/A | 3 | 600 | 800 | 150 | 350 | 2025-01-01
215387255 | TCL | H24SEH19XAC | H24SEH19XAE | 11 | 21 | 9.5 | No | N/A | 3 | 600 | 800 | 150 | 350 | 2025-01-01
215387256 | TCL | H36SEH19XAC | H36SEH19XAE | 9 | 19 | 9 | No | N/A | 3 | 600 | 800 | 150 | 350 | 2025-01-01
215387257 | TCL | H09SBH23BPC | H09SBH23BPE | 13 | 24 | 10 | Yes | Both | 4 | 700 | 900 | 150 | 350 | 2025-01-01
215387258 | TCL | H12SBH22BPC | H12SBH22BPE | 13 | 23 | 10 | Yes | Both | 4 | 700 | 900 | 150 | 350 | 2025-01-01
215387259 | TCL | H09SBH23XPC | H09SBH23XPE | 13 | 24 | 10 | Yes | Both | 4 | 700 | 900 | 150 | 350 | 2025-01-01
215387260 | TCL | H12SBH23XPC | H12SBH23XPE | 13 | 24 | 10 | Yes | Both | 4 | 700 | 900 | 150 | 350 | 2025-01-01
215387261 | TCL | H18SBH22XPC | H18SBH22XPE | 12.5 | 23 | 9.5 | Yes | Both | 3 | 600 | 800 | 150 | 350 | 2025-01-01
215387262 | TCL | H24SBH20XPC | H24SBH20XPE | 12 | 23 | 9.5 | Yes | Both | 3 | 600 | 800 | 150 | 350 | 2025-01-01
215224776 | TCL | TSH09HEI1NAJ0T24 | TSH09IEI1NAJ0T24 | 13 | 19 | 10 | No | N/A | 4 | 700 | 900 | 150 | 350 | 2025-01-01
215224777 | TCL | TSH12HEI1NAJ0T24 | TSH12IEI1NAJ0T24 | 13 | 19 | 10 | Yes | Both | 4 | 700 | 900 | 150 | 350 | 2025-01-01
215222827 | TCL | TSH09HEI1NAJ0X24* | TSH09IEI1NAJ0X24 | 11.7 | 19 | 9.5 | Yes | Both | 3 | 600 | 800 | 150 | 350 | 2025-01-01
215222828 | TCL | TSH12HEI1NAL0X24* | TSH12IEI1NAL0X24 | 10.5 | 20.5 | 9.5 | No | N/A | 3 | 600 | 800 | 150 | 350 | 2025-01-01
215222829 | TCL | TSH09HEI2NAK0X24* | TSH09IEI2NAK0X24 | 12 | 20 | 10 | Yes | Both | 4 | 700 | 900 | 150 | 350 | 2025-01-01
215222830 | TCL | TSH12HEI2NAL0X24* | TSH12IEI2NAL0X24 | 11.2 | 23 | 9.5 | No | N/A | 3 | 600 | 800 | 150 | 350 | 2025-01-01
215222831 | TCL | TSH18HEI2NAL0X24* | TSH18IEI2NAL0X24 | 11 | 21 | 9.5 | No | N/A | 3 | 600 | 800 | 150 | 350 | 2025-01-01
215222832 | TCL | TSH24HEI2NAL0X24* | TSH24IEI2NAL0X24 | 11 | 21 | 9.5 | No | N/A | 3 | 600 | 800 | 150 | 350 | 2025-01-01
215222833 | TCL | TSH36HEI2NAJ0X24* | TSH36IEI2NAJ0X24 | 9 | 19 | 9 | No | N/A | 3 | 600 | 800 | 150 | 350 | 2025-01-01
215222834 | TCL | TSH09HEI1NAO0T24* | TSH09IEI1NAO0T24 | 13 | 24 | 10 | Yes | Both | 4 | 700 | 900 | 150 | 350 | 2025-01-01
215222835 | TCL | TSH12HEI1NAN0T24* | TSH12IEI1NAN0T24 | 13 | 23 | 10 | Yes | Both | 4 | 700 | 900 | 150 | 350 | 2025-01-01
215222836 | TCL | TSH09HEI2NAO0T24* | TSH09IEI2NAO0T24 | 13 | 24 | 10 | Yes | Both | 4 | 700 | 900 | 150 | 350 | 2025-01-01
215222837 | TCL | TSH12HEI2NAO0T24* | TSH12IEI2NAO0T24 | 13 | 24 | 10 | Yes | Both | 4 | 700 | 900 | 150 | 350 | 2025-01-01
215222838 | TCL | TSH18HEI2NAN0T24* | TSH18IEI2NAN0T24 | 12.5 | 23 | 9.5 | Yes | Both | 3 | 600 | 800 | 150 | 350 | 2025-01-01
215222839 | TCL | TSH24HEI2NAN0T24* | TSH24IEI2NAN0T24 | 12 | 23 | 9.5 | Yes | Both | 3 | 600 | 800 | 150 | 350 | 2025-01-01
213350293 | TCL | TSH30HAI2NAJ0X23 | TSH30IAI2NAJ0X23 | 9 | 19 | 8.5 | No | N/A | 2 | 500 | 700 | 100 | 300 | 2025-01-01
215224778 | TCL | TSH09HEI2NAJ0T24 | TSH09IEI2NAJ0T24 | 13 | 19 | 10 | Yes | Both | 4 | 700 | 900 | 150 | 350 | 2025-01-01
215224779 | TCL | TSH12HEI2NAJ0T24 | TSH12IEI2NAJ0T24 | 13 | 19 | 10 | No | N/A | 4 | 700 | 900 | 150 | 350 | 2025-01-01
215224780 | TCL | TSH18HEI2NAJ0T24 | TSH18IEI2NAJ0T24 | 12.5 | 19 | 9.5 | No | N/A | 3 | 600 | 800 | 150 | 350 | 2025-01-01
215224781 | TCL | TSH24HEI2NAJ0T24 | TSH24IEI2NAJ0T24 | 12 | 19 | 9.5 | No | N/A | 3 | 600 | 800 | 150 | 350 | 2025-01-01
207688889 | TCL | TSC-09HA2/I3TI23 | TSC-09HA2/I3TI23-I | 13 | 23.5 | 9.2 | Yes | Both | 3 | 600 | 800 | 150 | 350 | 2025-01-01
207688890 | TCL | TSC-12HA2/I3TI23 | TSC-12HA2/I3TI23-I | 13 | 23 | 9.5 | Yes | Both | 3 | 600 | 800 | 150 | 350 | 2025-01-01
207688891 | TCL | TSC-18HA2/I3TI21 | TSC-18HA2/I3TI21-I | 13 | 22 | 9 | Yes | No | 3 | 600 | 800 | 150 | 350 | 2025-01-01
211727045 | TCL | TSH09HAI2NAH0X23 | TSH09IAI2NAH0X23 | 10 | 17 | 8.5 | No | N/A | 2 | 500 | 700 | 100 | 300 | 2025-01-01
211727049 | TCL | TSH36HAI2NAH0X23 | TSH36IAI2NAH0X23 | 9 | 17 | 8.5 | No | N/A | 2 | 500 | 700 | 100 | 300 | 2025-01-01
211135286 | TCL | TAC-18CHSA/*2I-X16 | TAC-18CHSA/*2I-X16-I | 8.5 | 17 | 8.5 | No | N/A | 2 | 500 | 700 | 100 | 300 | 2025-01-01
211078864 | TCL | TAC-24CHSA/2I-X20-O | TAC-24CHSA/2I-X20-I | 10 | 20 | 8.5 | No | N/A | 2 | 500 | 700 | 100 | 300 | 2025-01-01
210610093 | TCL | TSH09HAI2NAJ0X22 | TSH09IAI2NAJ0X22 | 10 | 19 | 8.5 | No | N/A | 2 | 500 | 700 | 100 | 300 | 2025-01-01
210610094 | TCL | TSH12HAI2NAJ0X22 | TSH12IAI2NAJ0X22 | 10 | 19 | 8.5 | No | N/A | 2 | 500 | 700 | 100 | 300 | 2025-01-01
210610095 | TCL | TSH18HAI2NAJ0X22 | TSH18IAI2NAJ0X22 | 9.4 | 19 | 8.5 | No | N/A | 2 | 500 | 700 | 100 | 300 | 2025-01-01
210610096 | TCL | TSH24HAI2NAK0X22 | TSH24IAI2NAK0X22 | 10 | 19 | 8.5 | No | N/A | 2 | 500 | 700 | 100 | 300 | 2025-01-01
210610097 | TCL | TSH36HAI2NAK0X22 | TSH36IAI2NAK0X22 | 9 | 19 | 8.5 | No | N/A | 2 | 500 | 700 | 100 | 300 | 2025-01-01
210610098 | TCL | TSH09HAI1NAJ0X22 | TSH09IAI1NAJ0X22 | 10 | 19 | 8.5 | No | N/A | 2 | 500 | 700 | 100 | 300 | 2025-01-01
210610099 | TCL | TSH12HAI1NAJ0X22 | TSH12IAI1NAJ0X22 | 10 | 19 | 8.5 | No | N/A | 2 | 500 | 700 | 100 | 300 | 2025-01-01
213479399 | TEMP SHIFT | TSM5OG48HFN1M[X] |  | 11.7 | 20.9 | 9 | No | N/A | 3 | 600 | 800 | 150 | 350 | 2025-01-01
213479390 | TEMP SHIFT | TSM2OI18HFN1M |  | 12 | 19 | 9.3 | No | N/A | 3 | 600 | 800 | 150 | 350 | 2025-01-01
213479393 | TEMP SHIFT | TSM3OK27HFN1M |  | 11.8 | 19 | 10 | No | N/A | 4 | 700 | 900 | 150 | 350 | 2025-01-01
213479396 | TEMP SHIFT | TSM4OX63036HFN1M1X |  | 12 | 19.4 | 10 | No | N/A | 4 | 700 | 900 | 150 | 350 | 2025-01-01
213479402 | TEMP SHIFT | TSM5OA55HFN1M[X] |  | 10.5 | 18.8 | 9.3 | No | N/A | 3 | 600 | 800 | 150 | 350 | 2025-01-01
215588620 | TEMP SHIFT | TSM3OI28HFN1M |  | 11.7 | 20 | 9.5 | No | N/A | 3 | 600 | 800 | 150 | 350 | 2025-01-01
215588619 | TEMP SHIFT | TSM3OI28HFN1M |  | 11.8 | 22.6 | 9.8 | No | N/A | 3 | 600 | 800 | 150 | 350 | 2025-01-01
213479401 | TEMP SHIFT | TSM5OA55HFN1M[X] |  | 10.5 | 20 | 9.5 | No | N/A | 3 | 600 | 800 | 150 | 350 | 2025-01-01
213479392 | TEMP SHIFT | TSM3OK27HFN1M |  | 11.8 | 20.5 | 9.6 | No | N/A | 3 | 600 | 800 | 150 | 350 | 2025-01-01
213479395 | TEMP SHIFT | TSM4OX63036HFN1M1X |  | 12 | 21 | 10.9 | No | N/A | 4 | 700 | 900 | 150 | 350 | 2025-01-01
213479389 | TEMP SHIFT | TSM2OI18HFN1M |  | 12.5 | 20.5 | 9 | No | N/A | 3 | 600 | 800 | 150 | 350 | 2025-01-01
213479398 | TEMP SHIFT | TSM5OG48HFN1M[X] |  | 11 | 21.2 | 10 | No | N/A | 4 | 700 | 900 | 150 | 350 | 2025-01-01
213479400 | TEMP SHIFT | TSM5OG48HFN1M[X] |  | 11.35 | 21.05 | 9.4 | No | N/A | 3 | 600 | 800 | 150 | 350 | 2025-01-01
213479391 | TEMP SHIFT | TSM2OI18HFN1M |  | 12.25 | 19.75 | 9.15 | No | N/A | 3 | 600 | 800 | 150 | 350 | 2025-01-01
213479394 | TEMP SHIFT | TSM3OK27HFN1M |  | 11.8 | 19.75 | 9.8 | No | N/A | 3 | 600 | 800 | 150 | 350 | 2025-01-01
213479397 | TEMP SHIFT | TSM4OX63036HFN1M1X |  | 12 | 20.2 | 10.45 | No | N/A | 4 | 700 | 900 | 150 | 350 | 2025-01-01
213479403 | TEMP SHIFT | TSM5OA55HFN1M[X] |  | 10.5 | 19.4 | 9.4 | No | N/A | 3 | 600 | 800 | 150 | 350 | 2025-01-01
215588621 | TEMP SHIFT | TSM3OI28HFN1M |  | 11.75 | 21.3 | 9.65 | No | N/A | 3 | 600 | 800 | 150 | 350 | 2025-01-01
216014855 | TEMP SHIFT | TSMOX23009HFN1MW5W | TSMSAG11A06HRFN1MU0W | 15 | 23.5 | 12 | No | N/A | 4 | 700 | 900 | 150 | 350 | 2025-01-01
216014856 | TEMP SHIFT | TSMOX33009HFN1MY5W | TSMSAG11B09HRFN1MX7W(GA) | 15.8 | 26.4 | 11.6 | No | N/A | 4 | 700 | 900 | 150 | 350 | 2025-01-01
216014857 | TEMP SHIFT | TSMOX33012HFN1MW5W | TSMSAG11B12HRFN1MV0W(GA) | 13 | 23.1 | 10.5 | No | N/A | 4 | 700 | 900 | 150 | 350 | 2025-01-01
216014858 | TEMP SHIFT | TSMOX43017HFN1MT0W | TSMSAG11D18HRFN1MT8W | 13 | 22 | 10.6 | No | N/A | 4 | 700 | 900 | 150 | 350 | 2025-01-01
216014859 | TEMP SHIFT | TSMOD3024HFN1MU0W | TSMSAG11D23HRFN1MU0W | 12.5 | 22.3 | 10.3 | No | N/A | 4 | 700 | 900 | 150 | 350 | 2025-01-01
216014860 | TEMP SHIFT | TSMOD3030HFN1MS0W | TSMSAGF30HRFN1MT0W | 12.2 | 21 | 8.2 | No | N/A | 1 | 400 | 600 | 100 | 300 | 2025-01-01
213479379 | TEMP SHIFT | TSMOX33009HFN1MY5W | TSCCA3U09HRFN1M(C) | 13 | 20.5 | 10.3 | No | N/A | 4 | 700 | 900 | 150 | 350 | 2025-01-01
213479380 | TEMP SHIFT | TSMOX33012HFN1MW5W | TSCCA3U12HRFN1M(C) | 12.7 | 22.3 | 10.2 | No | N/A | 4 | 700 | 900 | 150 | 350 | 2025-01-01
213479381 | TEMP SHIFT | TSMOX43017HFN1MT0W | TSCCA3U18HRFN1M(C) | 12.5 | 20 | 9.5 | No | N/A | 3 | 600 | 800 | 150 | 350 | 2025-01-01
213479382 | TEMP SHIFT | TSMOD3024HFN1MU0W | TSMCD124HRFN1MT0W(GA) | 11 | 20.5 | 11.5 | No | N/A | 4 | 700 | 900 | 150 | 350 | 2025-01-01
213479383 | TEMP SHIFT | TSMOE30U36HFN1M(GA) | TSMCD136HRFN1M(GA) | 9.5 | 19.4 | 10.5 | No | N/A | 4 | 700 | 900 | 150 | 350 | 2025-01-01
213479384 | TEMP SHIFT | TSMOE30U48HFN1M[X](GA) | TSMCD148HRFN1M(GA) | 8.3 | 16.8 | 10.7 | No | N/A | 4 | 700 | 900 | 150 | 350 | 2025-01-01
213479385 | TEMP SHIFT | TSMOX33009HFN1MY5W | TSMTIU09HWFN1M | 13.2 | 20.2 | 12 | No | N/A | 4 | 700 | 900 | 150 | 350 | 2025-01-01
213479386 | TEMP SHIFT | TSMOX33012HFN1MW5W | TSMTIU12HWFN1M | 11.7 | 19.5 | 10 | No | N/A | 4 | 700 | 900 | 150 | 350 | 2025-01-01
213479387 | TEMP SHIFT | TSMOX43017HFN1MT0W | TSMTIU18HWFN1M | 11.7 | 18 | 9.5 | No | N/A | 3 | 600 | 800 | 150 | 350 | 2025-01-01
213479388 | TEMP SHIFT | TSMOD3024HFN1MU0W | TSMTIU24HWFN1M | 12 | 19.2 | 10.5 | No | N/A | 4 | 700 | 900 | 150 | 350 | 2025-01-01
207659294 | TEMPBLUE | TBG43VX030PH3N1H | TBH43VX030-H3N1H | 10.5 | 18.6 | 8.7 | No | N/A | 2 | 500 | 700 | 100 | 300 | 2025-01-01
207659295 | TEMPBLUE | TBG43VX036PH3N1H | TBH43VX036-H3N1H | 8.5 | 17.5 | 8.7 | No | N/A | 2 | 500 | 700 | 100 | 300 | 2025-01-01
9144616 | TEMPBLUE | TBG43JX012PH3N1H | TBH43JX012-H3N1H | 13 | 21.3 | 8.4 | No | N/A | 1 | 400 | 600 | 100 | 300 | 2025-01-01
9144617 | TEMPBLUE | TBG43JX018PH3N1H | TBH43JX018-H3N1H | 13 | 19.9 | 8.1 | No | N/A | 1 | 400 | 600 | 100 | 300 | 2025-01-01
213614239 | TEMPBLUE | UTG420B-X009PH3N1H | UTH420B-X009-H3N1H | 12.6 | 21.7 | 9.4 | No | N/A | 3 | 600 | 800 | 150 | 350 | 2025-01-01
213614240 | TEMPBLUE | UTG420B-X012PH3N1H | UTH420B-X012-H3N1H | 10.8 | 21.4 | 9.2 | No | N/A | 3 | 600 | 800 | 150 | 350 | 2025-01-01
213614241 | TEMPBLUE | UTG420B-X012PH1N1H | UTH420B-X012-H1N1H | 10.3 | 20.8 | 8.7 | No | N/A | 2 | 500 | 700 | 100 | 300 | 2025-01-01
213614242 | TEMPBLUE | UTG420B-X018PH3N1H | UTH420B-X018-H3N1H | 11 | 19.5 | 8.7 | No | N/A | 2 | 500 | 700 | 100 | 300 | 2025-01-01
213614243 | TEMPBLUE | UTG420B-X024PH3N1H | UTH420B-X024-H3N1H | 9.5 | 18.5 | 8.6 | No | N/A | 2 | 500 | 700 | 100 | 300 | 2025-01-01
209948222 | TEMPBLUE | TBG43WX030PH3N1H | TBH43WX030-H3N1H | 12.2 | 21 | 8.2 | No | N/A | 1 | 400 | 600 | 100 | 300 | 2025-01-01
207643150 | TEMPSTAR | DLCMHBH36DAK |  | 11.7 | 19 | 10 | Yes | No | 4 | 700 | 900 | 150 | 350 | 2025-01-01
215357459 | TEMPSTAR | D5CMHAH18CAK |  | 13 | 20 | 10 | Yes | Both | 4 | 700 | 900 | 150 | 350 | 2025-01-01
215357465 | TEMPSTAR | D5CMHAH24DAK |  | 13 | 20 | 9.5 | Yes | Both | 3 | 600 | 800 | 150 | 350 | 2025-01-01
215357476 | TEMPSTAR | D5CMHAH30EAK |  | 12.5 | 19.5 | 10.5 | Yes | Both | 4 | 700 | 900 | 150 | 350 | 2025-01-01
215357482 | TEMPSTAR | D5CMHAH36EAK |  | 12 | 19.5 | 10.5 | Yes | Both | 4 | 700 | 900 | 150 | 350 | 2025-01-01
215357487 | TEMPSTAR | D5CMHAH48FAK |  | 11.7 | 20.5 | 11 | Yes | Both | 4 | 700 | 900 | 150 | 350 | 2025-01-01
215357493 | TEMPSTAR | D5CMHAH55FAK |  | 11.7 | 20.2 | 10.7 | Yes | Both | 4 | 700 | 900 | 150 | 350 | 2025-01-01
215357499 | TEMPSTAR | D5CMRAH18CAK |  | 12 | 20 | 10 | Yes | Both | 4 | 700 | 900 | 150 | 350 | 2025-01-01
215357504 | TEMPSTAR | D5CMRAH24DAK |  | 12.5 | 21 | 9.5 | Yes | Both | 3 | 600 | 800 | 150 | 350 | 2025-01-01
215357515 | TEMPSTAR | D5CMRAH30EAK |  | 12 | 21 | 9.5 | Yes | Both | 3 | 600 | 800 | 150 | 350 | 2025-01-01
215357518 | TEMPSTAR | D5CMRAH36EAK |  | 11.7 | 20 | 9.2 | Yes | Both | 3 | 600 | 800 | 150 | 350 | 2025-01-01
215357521 | TEMPSTAR | D5CMRAH48FAK |  | 12 | 20.5 | 10.6 | Yes | Both | 4 | 700 | 900 | 150 | 350 | 2025-01-01
215357524 | TEMPSTAR | D5CMRAH55FAK |  | 10 | 18 | 9.3 | No | N/A | 3 | 600 | 800 | 150 | 350 | 2025-01-01
201835792 | TEMPSTAR | DLCMRAH18BAK |  | 11.7 | 18.3 | 9 | Yes | No | 3 | 600 | 800 | 150 | 350 | 2025-01-01
201835795 | TEMPSTAR | DLCMRAH27CAK |  | 11 | 20 | 8.5 | No | N/A | 2 | 500 | 700 | 100 | 300 | 2025-01-01
201835796 | TEMPSTAR | DLCMRAH36DAK |  | 10 | 18.5 | 8.7 | No | N/A | 2 | 500 | 700 | 100 | 300 | 2025-01-01
201835798 | TEMPSTAR | DLCMRAH48EAK |  | 10.1 | 18.3 | 9.6 | No | N/A | 3 | 600 | 800 | 150 | 350 | 2025-01-01
207643135 | TEMPSTAR | DLCMRBH18BAK |  | 12 | 19 | 9.8 | Yes | Both | 3 | 600 | 800 | 150 | 350 | 2025-01-01
207643138 | TEMPSTAR | DLCMHBH24CAK |  | 12.5 | 21.3 | 9.7 | Yes | Both | 3 | 600 | 800 | 150 | 350 | 2025-01-01
207643141 | TEMPSTAR | DLCMHBH30DAK |  | 12 | 20 | 9.2 | Yes | No | 3 | 600 | 800 | 150 | 350 | 2025-01-01
207643143 | TEMPSTAR | DLCMRBH36DAK |  | 11 | 20 | 9.2 | No | N/A | 3 | 600 | 800 | 150 | 350 | 2025-01-01
207643147 | TEMPSTAR | DLCMHBH48EAK |  | 11.7 | 20.9 | 9 | Yes | Both | 3 | 600 | 800 | 150 | 350 | 2025-01-01
207643153 | TEMPSTAR | DLCMRBH48EAK |  | 10.8 | 20.5 | 9.7 | No | N/A | 3 | 600 | 800 | 150 | 350 | 2025-01-01
207643146 | TEMPSTAR | DLCMHBH48EAK |  | 11 | 21.2 | 10 | Yes | Both | 4 | 700 | 900 | 150 | 350 | 2025-01-01
207643152 | TEMPSTAR | DLCMRBH48EAK |  | 11 | 21.1 | 9.5 | No | N/A | 3 | 600 | 800 | 150 | 350 | 2025-01-01
207643144 | TEMPSTAR | DLCMRBH36DAK |  | 10.6 | 23.1 | 9.6 | No | N/A | 3 | 600 | 800 | 150 | 350 | 2025-01-01
207643137 | TEMPSTAR | DLCMHBH24CAK |  | 12.5 | 22.3 | 9.6 | Yes | Both | 3 | 600 | 800 | 150 | 350 | 2025-01-01
207643140 | TEMPSTAR | DLCMHBH30DAK |  | 12 | 22.4 | 9.5 | Yes | No | 3 | 600 | 800 | 150 | 350 | 2025-01-01
207643134 | TEMPSTAR | DLCMRBH18BAK |  | 12.5 | 21 | 10.2 | Yes | No | 4 | 700 | 900 | 150 | 350 | 2025-01-01
201835784 | TEMPSTAR | DLCMRAH18BAK |  | 11.7 | 20.5 | 8.7 | Yes | No | 2 | 500 | 700 | 100 | 300 | 2025-01-01
201835786 | TEMPSTAR | DLCMRAH27CAK |  | 11.5 | 22 | 9.6 | Yes | Both | 3 | 600 | 800 | 150 | 350 | 2025-01-01
201835789 | TEMPSTAR | DLCMRAH36DAK |  | 10.5 | 21.4 | 8.6 | Yes | Yes | 2 | 500 | 700 | 100 | 300 | 2025-01-01
201835791 | TEMPSTAR | DLCMRAH48EAK |  | 11 | 20.5 | 8.8 | No | N/A | 2 | 500 | 700 | 100 | 300 | 2025-01-01
216765631 | TEMPSTAR | D5CMTAH18CAK |  | 11.7 | 18.5 | 9.2 | Yes | Both | 3 | 600 | 800 | 150 | 350 | 2025-01-01
216765632 | TEMPSTAR | D5CMTAH27DAK |  | 10.5 | 18.5 | 8.5 | Yes | Yes | 2 | 500 | 700 | 100 | 300 | 2025-01-01
216765633 | TEMPSTAR | D5CMTAH36EAK |  | 9.5 | 18.8 | 8.5 | Yes | Yes | 2 | 500 | 700 | 100 | 300 | 2025-01-01
216765634 | TEMPSTAR | D5CMTAH48FAK |  | 10 | 18.7 | 9.5 | Yes | Yes | 3 | 600 | 800 | 150 | 350 | 2025-01-01
215357523 | TEMPSTAR | D5CMRAH55FAK |  | 10 | 22 | 9.6 | No | N/A | 3 | 600 | 800 | 150 | 350 | 2025-01-01
215357517 | TEMPSTAR | D5CMRAH36EAK |  | 12 | 24 | 9.5 | Yes | Both | 3 | 600 | 800 | 150 | 350 | 2025-01-01
215357520 | TEMPSTAR | D5CMRAH48FAK |  | 12.5 | 24 | 10.4 | Yes | Both | 4 | 700 | 900 | 150 | 350 | 2025-01-01
215357514 | TEMPSTAR | D5CMRAH30EAK |  | 13 | 25 | 10 | Yes | Both | 4 | 700 | 900 | 150 | 350 | 2025-01-01
215357503 | TEMPSTAR | D5CMRAH24DAK |  | 13.5 | 25 | 9.5 | Yes | Both | 3 | 600 | 800 | 150 | 350 | 2025-01-01
215357497 | TEMPSTAR | D5CMRAH18CAK |  | 14 | 25.2 | 9.8 | Yes | Both | 3 | 600 | 800 | 150 | 350 | 2025-01-01
215357485 | TEMPSTAR | D5CMHAH48FAK |  | 12 | 23 | 11.3 | Yes | Both | 4 | 700 | 900 | 150 | 350 | 2025-01-01
215357491 | TEMPSTAR | D5CMHAH55FAK |  | 12 | 22.3 | 10.5 | Yes | Both | 4 | 700 | 900 | 150 | 350 | 2025-01-01
215357480 | TEMPSTAR | D5CMHAH36EAK |  | 13.1 | 23.1 | 10.7 | Yes | Both | 4 | 700 | 900 | 150 | 350 | 2025-01-01
215357474 | TEMPSTAR | D5CMHAH30EAK |  | 13.2 | 24 | 10.7 | Yes | Both | 4 | 700 | 900 | 150 | 350 | 2025-01-01
215357463 | TEMPSTAR | D5CMHAH24DAK |  | 13 | 24 | 10 | Yes | Both | 4 | 700 | 900 | 150 | 350 | 2025-01-01
215357457 | TEMPSTAR | D5CMHAH18CAK |  | 15 | 25 | 10.5 | Yes | Both | 4 | 700 | 900 | 150 | 350 | 2025-01-01
207643149 | TEMPSTAR | DLCMHBH36DAK |  | 12.5 | 20 | 9.7 | Yes | Both | 3 | 600 | 800 | 150 | 350 | 2025-01-01
213363466 | TEMPSTAR | DLCMTAH48EAK |  | 10 | 18.7 | 8.8 | Yes | Yes | 2 | 500 | 700 | 100 | 300 | 2025-01-01
213363469 | TEMPSTAR | DLCMTAH27CAK |  | 11.5 | 20 | 8.5 | No | N/A | 2 | 500 | 700 | 100 | 300 | 2025-01-01
213363472 | TEMPSTAR | DLCMTAH18BAK |  | 11.5 | 18 | 8.7 | Yes | Both | 2 | 500 | 700 | 100 | 300 | 2025-01-01
213363475 | TEMPSTAR | DLCMTAH36DAK |  | 10 | 20 | 8.5 | No | N/A | 2 | 500 | 700 | 100 | 300 | 2025-01-01
215357467 | TEMPSTAR | D5CMHAH24DAK |  | 13 | 22 | 9.75 | Yes | Both | 3 | 600 | 800 | 150 | 350 | 2025-01-01
215357461 | TEMPSTAR | D5CMHAH18CAK |  | 14 | 22.5 | 10.25 | Yes | Both | 4 | 700 | 900 | 150 | 350 | 2025-01-01
215357478 | TEMPSTAR | D5CMHAH30EAK |  | 12.85 | 21.75 | 10.6 | Yes | Both | 4 | 700 | 900 | 150 | 350 | 2025-01-01
215357484 | TEMPSTAR | D5CMHAH36EAK |  | 12.55 | 21.3 | 10.6 | Yes | Both | 4 | 700 | 900 | 150 | 350 | 2025-01-01
215357489 | TEMPSTAR | D5CMHAH48FAK |  | 11.85 | 21.75 | 11.15 | Yes | Both | 4 | 700 | 900 | 150 | 350 | 2025-01-01
215357495 | TEMPSTAR | D5CMHAH55FAK |  | 11.85 | 21.25 | 10.6 | Yes | Both | 4 | 700 | 900 | 150 | 350 | 2025-01-01
215357501 | TEMPSTAR | D5CMRAH18CAK |  | 13 | 22.6 | 9.9 | Yes | Both | 3 | 600 | 800 | 150 | 350 | 2025-01-01
215357506 | TEMPSTAR | D5CMRAH24DAK |  | 13 | 23 | 9.5 | Yes | Both | 3 | 600 | 800 | 150 | 350 | 2025-01-01
215357522 | TEMPSTAR | D5CMRAH48FAK |  | 12.25 | 22.5 | 10.5 | Yes | Both | 4 | 700 | 900 | 150 | 350 | 2025-01-01
215357519 | TEMPSTAR | D5CMRAH36EAK |  | 11.85 | 22 | 9.35 | Yes | Both | 3 | 600 | 800 | 150 | 350 | 2025-01-01
215357516 | TEMPSTAR | D5CMRAH30EAK |  | 12.5 | 23 | 9.75 | Yes | Both | 3 | 600 | 800 | 150 | 350 | 2025-01-01
215357525 | TEMPSTAR | D5CMRAH55FAK |  | 10 | 20 | 9.45 | No | N/A | 3 | 600 | 800 | 150 | 350 | 2025-01-01
201835836 | TEMPSTAR | DLCMRAH36DAK |  | 10.25 | 19.95 | 8.65 | No | N/A | 2 | 500 | 700 | 100 | 300 | 2025-01-01
201835838 | TEMPSTAR | DLCMRAH48EAK |  | 10.55 | 19.4 | 9.2 | No | N/A | 3 | 600 | 800 | 150 | 350 | 2025-01-01
207643139 | TEMPSTAR | DLCMHBH24CAK |  | 12.5 | 21.8 | 9.65 | Yes | Both | 3 | 600 | 800 | 150 | 350 | 2025-01-01
207643136 | TEMPSTAR | DLCMRBH18BAK |  | 12.25 | 20 | 10 | Yes | No | 4 | 700 | 900 | 150 | 350 | 2025-01-01
207643142 | TEMPSTAR | DLCMHBH30DAK |  | 12 | 21.2 | 9.35 | Yes | No | 3 | 600 | 800 | 150 | 350 | 2025-01-01
207643145 | TEMPSTAR | DLCMRBH36DAK |  | 10.8 | 21.55 | 9.4 | No | N/A | 3 | 600 | 800 | 150 | 350 | 2025-01-01
207643148 | TEMPSTAR | DLCMHBH48EAK |  | 11.35 | 21.05 | 9.4 | Yes | Both | 3 | 600 | 800 | 150 | 350 | 2025-01-01
207643151 | TEMPSTAR | DLCMHBH36DAK |  | 12.1 | 19.5 | 9.85 | Yes | Both | 3 | 600 | 800 | 150 | 350 | 2025-01-01
207643154 | TEMPSTAR | DLCMRBH48EAK |  | 10.9 | 20.8 | 9.6 | No | N/A | 3 | 600 | 800 | 150 | 350 | 2025-01-01
201835832 | TEMPSTAR | DLCMRAH18BAK |  | 11.7 | 19.4 | 8.85 | Yes | No | 2 | 500 | 700 | 100 | 300 | 2025-01-01
201835834 | TEMPSTAR | DLCMRAH27CAK |  | 11.25 | 21 | 9.05 | No | N/A | 3 | 600 | 800 | 150 | 350 | 2025-01-01
209270275 | TEMPSTAR | DLCSRBH09AAK | DLFCCAH09XAK | 13 | 24 | 12.4 | Yes | Both | 4 | 700 | 900 | 150 | 350 | 2025-01-01
209270276 | TEMPSTAR | DLCSRBH18AAK | DLFCCAH18XAK | 12.5 | 19.8 | 11.2 | Yes | Both | 4 | 700 | 900 | 150 | 350 | 2025-01-01
212521271 | TEMPSTAR | DLCPRAH09AAK | DLFPHBH09XAK | 12.1 | 19.5 | 12.1 | Yes | No | 4 | 700 | 900 | 150 | 350 | 2025-01-01
212521272 | TEMPSTAR | DLCPRAH12AAK | DLFPHBH12XAK | 11 | 18.2 | 10 | Yes | Both | 4 | 700 | 900 | 150 | 350 | 2025-01-01
212521291 | TEMPSTAR | DLCPRAH18AAK | DLFPHBH18XAK | 12.4 | 24.1 | 12 | Yes | Both | 4 | 700 | 900 | 150 | 350 | 2025-01-01
208447670 | TEMPSTAR | DLCSRBH12AAK | DLFSHCH12XAK | 14 | 25.5 | 10.4 | Yes | Both | 4 | 700 | 900 | 150 | 350 | 2025-01-01
208447671 | TEMPSTAR | DLCSRBH24AAK | DLFSHCH24XAK | 13 | 21.5 | 11.4 | Yes | Both | 4 | 700 | 900 | 150 | 350 | 2025-01-01
208447673 | TEMPSTAR | DLCSRBH09AAK | DLFSHCH09XAK | 16.2 | 28.1 | 11.5 | Yes | Both | 4 | 700 | 900 | 150 | 350 | 2025-01-01
208447674 | TEMPSTAR | DLCSRBH30AAK | DLFSHCH30XAK | 11.5 | 20.1 | 9 | No | N/A | 3 | 600 | 800 | 150 | 350 | 2025-01-01
208447675 | TEMPSTAR | DLCSRBH18AAK | DLFSHCH18XAK | 12.5 | 21.5 | 11.3 | Yes | Both | 4 | 700 | 900 | 150 | 350 | 2025-01-01
208447676 | TEMPSTAR | DLCSRBH12AAJ | DLFSHCH12XAJ | 13 | 23.5 | 10 | Yes | No | 4 | 700 | 900 | 150 | 350 | 2025-01-01
208447677 | TEMPSTAR | DLCSRBH06AAK | DLFSHCH06XAK | 15.8 | 26.5 | 13.6 | Yes | Both | 4 | 700 | 900 | 150 | 350 | 2025-01-01
208447750 | TEMPSTAR | DLCERBH12AAJ | DLFEHBH12XAJ | 10.3 | 20.8 | 8.7 | No | N/A | 2 | 500 | 700 | 100 | 300 | 2025-01-01
208447751 | TEMPSTAR | DLCERBH09AAJ | DLFEHBH09XAJ | 12.5 | 21.5 | 9.1 | Yes | Both | 3 | 600 | 800 | 150 | 350 | 2025-01-01
208447753 | TEMPSTAR | DLCERBH18AAK | DLFEHBH18XAK | 11 | 19.5 | 8.7 | No | N/A | 2 | 500 | 700 | 100 | 300 | 2025-01-01
208447754 | TEMPSTAR | DLCERBH30AAK | DLFEHBH30XAK | 12.2 | 21 | 8.7 | Yes | No | 2 | 500 | 700 | 100 | 300 | 2025-01-01
208447755 | TEMPSTAR | DLCERBH12AAK | DLFEHBH12XAK | 10.8 | 21.4 | 9.2 | No | N/A | 3 | 600 | 800 | 150 | 350 | 2025-01-01
208447756 | TEMPSTAR | DLCERBH09AAK | DLFEHBH09XAK | 12.6 | 21.7 | 9.4 | Yes | Both | 3 | 600 | 800 | 150 | 350 | 2025-01-01
208447757 | TEMPSTAR | DLCERBH24AAK | DLFEHBH24XAK | 9.5 | 18.5 | 8.6 | No | N/A | 2 | 500 | 700 | 100 | 300 | 2025-01-01
208101297 | TEMPSTAR | DLCLRCH58AAK | DLFLDAH58XAK | 10.3 | 17 | 8.4 | No | N/A | 1 | 400 | 600 | 100 | 300 | 2025-01-01
208101298 | TEMPSTAR | DLCLRCH58AAK | DLFLFAH58XAK | 9.8 | 19.8 | 9 | No | N/A | 3 | 600 | 800 | 150 | 350 | 2025-01-01
208102130 | TEMPSTAR | DLCSRBH30AAK11 | DLFSHBH30XAK | 12.2 | 21 | 8.7 | Yes | No | 2 | 500 | 700 | 100 | 300 | 2025-01-01
207826651 | TEMPSTAR | DLCPRBH18AAK | DLFPHBH18XAK | 15.3 | 26.3 | 15.5 | Yes | Both | 4 | 700 | 900 | 150 | 350 | 2025-01-01
207801575 | TEMPSTAR | DLCSRBH18AAK | DLFSDAH24XAK | 12.1 | 18 | 10.5 | Yes | Both | 4 | 700 | 900 | 150 | 350 | 2025-01-01
207683370 | TEMPSTAR | DLCLRCH36AAK | DLFLCBH36XAK | 9.4 | 19.2 | 8.8 | No | N/A | 2 | 500 | 700 | 100 | 300 | 2025-01-01
207683371 | TEMPSTAR | DLCLRCH36AAK | DLFLDAH36XAK | 8.8 | 15.8 | 8.8 | No | N/A | 2 | 500 | 700 | 100 | 300 | 2025-01-01
207683372 | TEMPSTAR | DLCLRCH36AAK | DLFLFAH36XAK | 8.5 | 19 | 9 | No | N/A | 3 | 600 | 800 | 150 | 350 | 2025-01-01
207683373 | TEMPSTAR | DLCLRCH48AAK | DLFLCBH48XAK | 9.5 | 18.5 | 9.8 | No | N/A | 3 | 600 | 800 | 150 | 350 | 2025-01-01
207683375 | TEMPSTAR | DLCLRCH48AAK | DLFLFAH48XAK | 9.3 | 18.9 | 10 | Yes | Yes | 4 | 700 | 900 | 150 | 350 | 2025-01-01
207683376 | TEMPSTAR | DLCSRBH24AAK | DLFSCBH24XAK | 11 | 20.5 | 11.5 | Yes | Both | 4 | 700 | 900 | 150 | 350 | 2025-01-01
207614973 | TEMPSTAR | DLCPRBH09AAK | DLFPHBH09XAK | 16 | 27 | 17.5 | Yes | Both | 4 | 700 | 900 | 150 | 350 | 2025-01-01
207614974 | TEMPSTAR | DLCPRBH12AAK | DLFPHBH12XAK | 14 | 25.3 | 11.7 | Yes | Both | 4 | 700 | 900 | 150 | 350 | 2025-01-01
207188926 | TEMPSTAR | DLCSRBH06AAK | DLFSHBH06XAK | 15 | 23.5 | 12 | Yes | Both | 4 | 700 | 900 | 150 | 350 | 2025-01-01
207188927 | TEMPSTAR | DLCSRBH30AAK | DLFSHBH30XAK | 12.2 | 21 | 8.2 | Yes | No | 1 | 400 | 600 | 100 | 300 | 2025-01-01
206350459 | TEMPSTAR | DLCSRBH09AAK | DLFSCAH09XAK | 13 | 20.5 | 10.3 | Yes | Both | 4 | 700 | 900 | 150 | 350 | 2025-01-01
206350460 | TEMPSTAR | DLCSRBH09AAK | DLFSDAH09XAK | 13.2 | 20.2 | 12 | Yes | Both | 4 | 700 | 900 | 150 | 350 | 2025-01-01
206350461 | TEMPSTAR | DLCSRBH12AAK | DLFSCAH12XAK | 12.7 | 22.3 | 10.2 | Yes | Both | 4 | 700 | 900 | 150 | 350 | 2025-01-01
206350462 | TEMPSTAR | DLCSRBH12AAK | DLFSDAH12XAK | 11.7 | 19.5 | 10 | Yes | Both | 4 | 700 | 900 | 150 | 350 | 2025-01-01
206350463 | TEMPSTAR | DLCSRBH12AAK | DLFSFAH12XAK | 13 | 23.6 | 10 | Yes | Both | 4 | 700 | 900 | 150 | 350 | 2025-01-01
206350464 | TEMPSTAR | DLCSRBH18AAK | DLFSCAH18XAK | 12.5 | 20 | 9.5 | Yes | Both | 3 | 600 | 800 | 150 | 350 | 2025-01-01
206350465 | TEMPSTAR | DLCSRBH18AAK | DLFSDAH18XAK | 11.7 | 18 | 9.5 | Yes | Both | 3 | 600 | 800 | 150 | 350 | 2025-01-01
206350466 | TEMPSTAR | DLCSRBH18AAK | DLFSFAH18XAK | 12.5 | 20.5 | 9.8 | Yes | Both | 3 | 600 | 800 | 150 | 350 | 2025-01-01
206350468 | TEMPSTAR | DLCSRBH24AAK | DLFSDAH24XAK | 12 | 19.2 | 10.5 | Yes | Both | 4 | 700 | 900 | 150 | 350 | 2025-01-01
206350469 | TEMPSTAR | DLCSRBH24AAK | DLFSFAH24XAK | 11.7 | 20.5 | 11 | Yes | Both | 4 | 700 | 900 | 150 | 350 | 2025-01-01
206361903 | TEMPSTAR | DLCSRBH12AAJ | DLFSHBH12XAJ | 12.5 | 22.7 | 10.4 | Yes | No | 4 | 700 | 900 | 150 | 350 | 2025-01-01
206361904 | TEMPSTAR | DLCSRBH09AAK | DLFSHBH09XAK | 15.8 | 26.4 | 11.6 | Yes | Both | 4 | 700 | 900 | 150 | 350 | 2025-01-01
206361905 | TEMPSTAR | DLCSRBH12AAK | DLFSHBH12XAK | 13 | 23.1 | 10.5 | Yes | Both | 4 | 700 | 900 | 150 | 350 | 2025-01-01
206361906 | TEMPSTAR | DLCSRBH18AAK | DLFSHBH18XAK | 13 | 22 | 10.6 | Yes | Both | 4 | 700 | 900 | 150 | 350 | 2025-01-01
206361907 | TEMPSTAR | DLCSRBH24AAK | DLFSHBH24XAK | 12.5 | 22.3 | 10.3 | Yes | Both | 4 | 700 | 900 | 150 | 350 | 2025-01-01
206188331 | TEMPSTAR | DLCLRBH36AAK | DLFLFAH36XAK | 8 | 17 | 8.8 | No | N/A | 2 | 500 | 700 | 100 | 300 | 2025-01-01
206188332 | TEMPSTAR | DLCLRBH36AAK | DLFLCAH36XAK | 9 | 17.6 | 9.2 | No | N/A | 3 | 600 | 800 | 150 | 350 | 2025-01-01
206188333 | TEMPSTAR | DLCLRBH36AAK | DLFLDAH36XAK | 8.8 | 15.8 | 8.8 | No | N/A | 2 | 500 | 700 | 100 | 300 | 2025-01-01
206188334 | TEMPSTAR | DLCLRBH48AAK | DLFLFAH48XAK | 9 | 18 | 9 | No | N/A | 3 | 600 | 800 | 150 | 350 | 2025-01-01
206188335 | TEMPSTAR | DLCLRBH48AAK | DLFLCAH48XAK | 9.5 | 17 | 8.8 | No | N/A | 2 | 500 | 700 | 100 | 300 | 2025-01-01
205968015 | TEMPSTAR | DLCVRAH09AAJ | DLFVHAH09XAJ | 10.1 | 17 | 9 | No | N/A | 3 | 600 | 800 | 150 | 350 | 2025-01-01
205968016 | TEMPSTAR | DLCVRAH12AAJ | DLFVHAH12XAJ | 8.8 | 17.4 | 8.7 | No | N/A | 2 | 500 | 700 | 100 | 300 | 2025-01-01
205968017 | TEMPSTAR | DLCVRAH09AAK | DLFVHAH09XAK | 10.5 | 18.5 | 8.8 | Yes | Yes | 2 | 500 | 700 | 100 | 300 | 2025-01-01
205968018 | TEMPSTAR | DLCVRAH12AAK | DLFVHAH12XAK | 8.8 | 17.6 | 8.8 | No | N/A | 2 | 500 | 700 | 100 | 300 | 2025-01-01
205968019 | TEMPSTAR | DLCVRAH18AAK | DLFVHAH18XAK | 9.9 | 18.3 | 8.7 | No | N/A | 2 | 500 | 700 | 100 | 300 | 2025-01-01
202463656 | TEMPSTAR | DLCPRAH18AAK | DLFPHAH18XAK | 14.5 | 26.2 | 12 | Yes | Both | 4 | 700 | 900 | 150 | 350 | 2025-01-01
202463657 | TEMPSTAR | DLCPRAH24AAK | DLFPHAH24XAK | 13.7 | 23.5 | 10.5 | Yes | Both | 4 | 700 | 900 | 150 | 350 | 2025-01-01
201835748 | TEMPSTAR | DLCPRAH09AAK | DLFPHAH09XAK | 15 | 26 | 12.5 | Yes | Both | 4 | 700 | 900 | 150 | 350 | 2025-01-01
201835750 | TEMPSTAR | DLCPRAH12AAK | DLFPHAH12XAK | 13.5 | 24 | 9.5 | Yes | Both | 3 | 600 | 800 | 150 | 350 | 2025-01-01
201835782 | TEMPSTAR | DLCLRAH58AAK | DLFLDAH58XAK | 9 | 15.4 | 8.4 | No | N/A | 1 | 400 | 600 | 100 | 300 | 2025-01-01
201835820 | TEMPSTAR | DLCLRAH36AAK | DLFLFAH36XAK | 8 | 16 | 10 | No | N/A | 4 | 700 | 900 | 150 | 350 | 2025-01-01
201835822 | TEMPSTAR | DLCLRAH36AAK | DLFLCAH36XAK | 9 | 17.5 | 9.3 | No | N/A | 3 | 600 | 800 | 150 | 350 | 2025-01-01
201835826 | TEMPSTAR | DLCLRAH48AAK | DLFLFAH48XAK | 9.3 | 17.8 | 9 | No | N/A | 3 | 600 | 800 | 150 | 350 | 2025-01-01
201835828 | TEMPSTAR | DLCLRAH48AAK | DLFLCAH48XAK | 9.5 | 16.8 | 9 | No | N/A | 3 | 600 | 800 | 150 | 350 | 2025-01-01
201835830 | TEMPSTAR | DLCLRAH58AAK | DLFLFAH58XAK | 9.8 | 18 | 9.4 | No | N/A | 3 | 600 | 800 | 150 | 350 | 2025-01-01
216091456 | TEMPSTAR | DLCSRBH06AAK | DHMAHBQ06XA3 | 15.8 | 26.5 | 13.6 | Yes | Both | 4 | 700 | 900 | 150 | 350 | 2025-01-01
216091473 | TEMPSTAR | DLCSRBH09AAK | DHMAHBQ09XA3 | 16.2 | 28.1 | 11.5 | Yes | Both | 4 | 700 | 900 | 150 | 350 | 2025-01-01
216091488 | TEMPSTAR | DLCSRBH12AAJ | DHMAHBQ12XA1 | 13 | 23.5 | 10 | Yes | No | 4 | 700 | 900 | 150 | 350 | 2025-01-01
216091503 | TEMPSTAR | DLCSRBH12AAK | DHMAHBQ12XA3 | 14 | 25.5 | 10.4 | Yes | Both | 4 | 700 | 900 | 150 | 350 | 2025-01-01
216091519 | TEMPSTAR | DLCSRBH18AAK | DHMAHBQ18XA3 | 12.5 | 21.5 | 11.3 | Yes | Both | 4 | 700 | 900 | 150 | 350 | 2025-01-01
216091539 | TEMPSTAR | DLCSRBH24AAK | DHMAHBQ24XA3 | 13 | 21.5 | 11.4 | Yes | Both | 4 | 700 | 900 | 150 | 350 | 2025-01-01
216091554 | TEMPSTAR | DLCSRBH30AAK | DHMAHBQ30XA3 | 11.5 | 20.1 | 9 | No | N/A | 3 | 600 | 800 | 150 | 350 | 2025-01-01
216091634 | TEMPSTAR | DLCSRBH18AAK | 40MBCQ18---3 | 12.5 | 20 | 9.5 | Yes | Both | 3 | 600 | 800 | 150 | 350 | 2025-01-01
216091649 | TEMPSTAR | DLCSRBH18AAK | 40MBFQ18---3 | 12.5 | 20.5 | 9.8 | Yes | Both | 3 | 600 | 800 | 150 | 350 | 2025-01-01
216091663 | TEMPSTAR | DLCSRBH18AAK | 40MBDQ18---3 | 11.7 | 18 | 9.5 | Yes | Both | 3 | 600 | 800 | 150 | 350 | 2025-01-01
216091674 | TEMPSTAR | DLCSRBH18AAK | 40MBDAQ18XH3 | 12.1 | 18 | 10.8 | Yes | Both | 4 | 700 | 900 | 150 | 350 | 2025-01-01
216091683 | TEMPSTAR | DLCSRBH18AAK | 40MCCAQ18XA3 | 12.5 | 19.8 | 11.2 | Yes | Both | 4 | 700 | 900 | 150 | 350 | 2025-01-01
216091700 | TEMPSTAR | DLCSRBH24AAK | 40MBCAQ24XA3 | 11 | 20.5 | 11.5 | Yes | Both | 4 | 700 | 900 | 150 | 350 | 2025-01-01
216091709 | TEMPSTAR | DLCSRBH24AAK | 40MBFQ24---3 | 11.7 | 20.5 | 11 | Yes | Both | 4 | 700 | 900 | 150 | 350 | 2025-01-01
216091718 | TEMPSTAR | DLCSRBH24AAK | 40MBDQ24---3 | 12 | 19.2 | 10.5 | Yes | Both | 4 | 700 | 900 | 150 | 350 | 2025-01-01
216091727 | TEMPSTAR | DLCSRBH24AAK | 40MBDAQ24XH3 | 12 | 19.2 | 11.1 | Yes | Both | 4 | 700 | 900 | 150 | 350 | 2025-01-01
216091738 | TEMPSTAR | DLCSRBH30AAK11 | DHMAHBQ30XA3 | 11.5 | 20.1 | 9 | No | N/A | 3 | 600 | 800 | 150 | 350 | 2025-01-01
215413309 | TEMPSTAR | D5CPRAH06AAK | D5FPHAH06XAK | 16.5 | 33.1 | 29 | Yes | Both | 4 | 700 | 900 | 150 | 350 | 2025-01-01
215413310 | TEMPSTAR | D5CPRAH09AAK | D5FPHAH09XAK | 16 | 31.5 | 21 | Yes | Both | 4 | 700 | 900 | 150 | 350 | 2025-01-01
215413311 | TEMPSTAR | D5CPRAH12AAK | D5FPHAH12XAK | 13.5 | 28 | 13.5 | Yes | Both | 4 | 700 | 900 | 150 | 350 | 2025-01-01
215413312 | TEMPSTAR | D5CPRAH18AA | D5FPHAH18XAK | 14 | 24.5 | 15.2 | Yes | Both | 4 | 700 | 900 | 150 | 350 | 2025-01-01
215413313 | TEMPSTAR | D5CSRAH30AAK | D5FSHAH30XAK | 12 | 20.5 | 9.5 | Yes | No | 3 | 600 | 800 | 150 | 350 | 2025-01-01
215413314 | TEMPSTAR | D5CSRAH36AAK | D5FSHAH36XAK | 8.7 | 19 | 8.5 | No | N/A | 2 | 500 | 700 | 100 | 300 | 2025-01-01
215413315 | TEMPSTAR | D5CERAH09AAJ | D5FEHAH09XCJ | 12.5 | 21.5 | 9.1 | Yes | Both | 3 | 600 | 800 | 150 | 350 | 2025-01-01
215413316 | TEMPSTAR | D5CERAH12AAJ | D5FEHAH12XCJ | 10 | 21.4 | 8.7 | No | N/A | 2 | 500 | 700 | 100 | 300 | 2025-01-01
215413317 | TEMPSTAR | D5CERAH09AAK | D5FEHAH09XCK | 12.6 | 21.7 | 9.4 | Yes | Both | 3 | 600 | 800 | 150 | 350 | 2025-01-01
215413318 | TEMPSTAR | D5CERAH12AAK | D5FEHAH12XCK | 10.8 | 21.4 | 9.2 | No | N/A | 3 | 600 | 800 | 150 | 350 | 2025-01-01
215413319 | TEMPSTAR | D5CERAH18AAK | D5FEHAH18XCK | 11.5 | 20.3 | 9.1 | No | N/A | 3 | 600 | 800 | 150 | 350 | 2025-01-01
215413320 | TEMPSTAR | D5CERAH24AAK | D5FEHAH24XCK | 9.5 | 18.5 | 9 | No | N/A | 3 | 600 | 800 | 150 | 350 | 2025-01-01
215413321 | TEMPSTAR | D5CERAH30AAK | D5FEHAH30XCK | 12 | 22.4 | 9 | Yes | No | 3 | 600 | 800 | 150 | 350 | 2025-01-01
215413322 | TEMPSTAR | D5CERAH36AAK | D5FEHAH36XCK | 9.4 | 19.5 | 9.1 | No | N/A | 3 | 600 | 800 | 150 | 350 | 2025-01-01
215324626 | TEMPSTAR | D5CSHAH12AAK | D5FSDAH12XAK | 12 | 20 | 10.2 | Yes | Both | 4 | 700 | 900 | 150 | 350 | 2025-01-01
215324627 | TEMPSTAR | D5CSHAH12AAK | D5FSDAH12XHK | 12 | 20.2 | 10.6 | Yes | Both | 4 | 700 | 900 | 150 | 350 | 2025-01-01
215324628 | TEMPSTAR | D5CSHAH18AAK | D5FSHAH18XAK | 12.5 | 21.5 | 11 | Yes | Both | 4 | 700 | 900 | 150 | 350 | 2025-01-01
215324629 | TEMPSTAR | D5CSHAH18AAK | D5FSOAH18XAK | 12.5 | 20.7 | 12.2 | Yes | Both | 4 | 700 | 900 | 150 | 350 | 2025-01-01
215324630 | TEMPSTAR | D5CSHAH18AAK | D5FSCAH18XAK | 12.5 | 20 | 12.4 | Yes | Both | 4 | 700 | 900 | 150 | 350 | 2025-01-01
215324631 | TEMPSTAR | D5CSHAH18AAK | D5FSFAH16XAK | 12.5 | 20.2 | 10.3 | Yes | Both | 4 | 700 | 900 | 150 | 350 | 2025-01-01
215324632 | TEMPSTAR | D5CSHAH18AAK | D5FCFAH18XAK | 12.6 | 20.5 | 10.3 | Yes | Both | 4 | 700 | 900 | 150 | 350 | 2025-01-01
215324633 | TEMPSTAR | D5CSHAH18AAK | D5FSDAH18XAK | 12 | 18 | 10.8 | Yes | Both | 4 | 700 | 900 | 150 | 350 | 2025-01-01
215324634 | TEMPSTAR | D5CSHAH18AAK | D5FSDAH18XHK | 12.1 | 18.5 | 11.1 | Yes | Both | 4 | 700 | 900 | 150 | 350 | 2025-01-01
215324635 | TEMPSTAR | D5CSHAH24AAK | D5FSHAH24XAK | 13 | 21.2 | 13.5 | Yes | Both | 4 | 700 | 900 | 150 | 350 | 2025-01-01
215324636 | TEMPSTAR | D5CSHAH24AAK | D5FSCAH24XAK | 12 | 20.8 | 11.6 | Yes | Both | 4 | 700 | 900 | 150 | 350 | 2025-01-01
215324637 | TEMPSTAR | D5CSHAH24AAK | D5FCFAH24XAK | 12 | 20.5 | 12.1 | Yes | Both | 4 | 700 | 900 | 150 | 350 | 2025-01-01
215324638 | TEMPSTAR | D5CSHAH24AAK | D5FSDAH24XHK | 12 | 19.2 | 11.7 | Yes | Both | 4 | 700 | 900 | 150 | 350 | 2025-01-01
215324639 | TEMPSTAR | D5CSHAH33AAK | D5FSHAH33XAK | 12 | 19.6 | 10.5 | Yes | Both | 4 | 700 | 900 | 150 | 350 | 2025-01-01
215324640 | TEMPSTAR | D5CSRAH12AAJ | D5FSHAH12XAJ | 13 | 23.5 | 9.5 | Yes | No | 3 | 600 | 800 | 150 | 350 | 2025-01-01
215324641 | TEMPSTAR | D5CSRAH09AAK | D5FSHAH09XAK | 14.9 | 26 | 12.5 | Yes | Both | 4 | 700 | 900 | 150 | 350 | 2025-01-01
215324642 | TEMPSTAR | D5CSRAH09AAK | D5FSOAH12XAK | 14.4 | 22.2 | 11.8 | Yes | Both | 4 | 700 | 900 | 150 | 350 | 2025-01-01
215324643 | TEMPSTAR | D5CSRAH09AAK | D5FSCAH12XAK | 14.3 | 21.7 | 11.3 | Yes | Both | 4 | 700 | 900 | 150 | 350 | 2025-01-01
215324644 | TEMPSTAR | D5CSRAH09AAK | D5FSFAH09XAK | 16.3 | 26 | 13.9 | Yes | Both | 4 | 700 | 900 | 150 | 350 | 2025-01-01
215324645 | TEMPSTAR | D5CSRAH09AAK | D5FSDAH12XAK | 12.8 | 19.6 | 11 | Yes | Both | 4 | 700 | 900 | 150 | 350 | 2025-01-01
215324646 | TEMPSTAR | D5CSRAH09AAK | D5FSDAH12XHK | 13 | 19.8 | 11.5 | Yes | Both | 4 | 700 | 900 | 150 | 350 | 2025-01-01
215324647 | TEMPSTAR | D5CSRAH12AAK | D5FSHAH12XAK | 13.1 | 25.5 | 10.7 | Yes | Both | 4 | 700 | 900 | 150 | 350 | 2025-01-01
215324648 | TEMPSTAR | D5CSRAH12AAK | D5FSOAH12XAK | 12.3 | 22.2 | 10.1 | Yes | Both | 4 | 700 | 900 | 150 | 350 | 2025-01-01
215324649 | TEMPSTAR | D5CSRAH12AAK | D5FSCAH12XAK | 12.5 | 21.2 | 10.4 | Yes | Both | 4 | 700 | 900 | 150 | 350 | 2025-01-01
215324650 | TEMPSTAR | D5CSRAH12AAK | D5FSFAH12XAK | 12.7 | 24.7 | 11 | Yes | Both | 4 | 700 | 900 | 150 | 350 | 2025-01-01
215324651 | TEMPSTAR | D5CSRAH12AAK | D5FSDAH12XAK | 11.7 | 19 | 10.3 | Yes | Both | 4 | 700 | 900 | 150 | 350 | 2025-01-01
215324652 | TEMPSTAR | D5CSRAH12AAK | D5FSDAH12XHK | 12 | 19.5 | 10.5 | Yes | Both | 4 | 700 | 900 | 150 | 350 | 2025-01-01
215324653 | TEMPSTAR | D5CSRAH18AAK | D5FSHAH18XAK | 12.8 | 23.5 | 10.8 | Yes | Both | 4 | 700 | 900 | 150 | 350 | 2025-01-01
215324654 | TEMPSTAR | D5CSRAH18AAK | D5FSOAH18XAK | 12.5 | 22.3 | 12.2 | Yes | Both | 4 | 700 | 900 | 150 | 350 | 2025-01-01
215324655 | TEMPSTAR | D5CSRAH18AAK | D5FSCAH18XAK | 12.5 | 20.8 | 11.4 | Yes | Both | 4 | 700 | 900 | 150 | 350 | 2025-01-01
215324656 | TEMPSTAR | D5CSRAH18AAK | D5FSFAH16XAK | 12.5 | 23.9 | 13.5 | Yes | Both | 4 | 700 | 900 | 150 | 350 | 2025-01-01
215324657 | TEMPSTAR | D5CSRAH18AAK | D5FCFAH18XAK | 12.5 | 22.4 | 10.4 | Yes | Both | 4 | 700 | 900 | 150 | 350 | 2025-01-01
215324682 | TEMPSTAR | D5CLRAH48AAK | D5FCFAH48XAK | 9.5 | 19.9 | 10.2 | Yes | Yes | 4 | 700 | 900 | 150 | 350 | 2025-01-01
215324683 | TEMPSTAR | D5CLRAH48AAK | D5FLDAH48XHK | 10 | 17.2 | 9.8 | Yes | Yes | 3 | 600 | 800 | 150 | 350 | 2025-01-01
215324684 | TEMPSTAR | D5CLRAH58AAK | D5FCFAH58XAK | 9.6 | 19.5 | 9.5 | No | N/A | 3 | 600 | 800 | 150 | 350 | 2025-01-01
215324685 | TEMPSTAR | D5CLRAH58AAK | D5FLDAH58XHK | 10 | 17 | 9.8 | No | N/A | 3 | 600 | 800 | 150 | 350 | 2025-01-01
215333809 | TEMPSTAR | D5CVRAH09AAJ | D5FVHAH09XCJ | 10.1 | 18 | 9 | No | N/A | 3 | 600 | 800 | 150 | 350 | 2025-01-01
215333810 | TEMPSTAR | D5CVRAH12AAJ | D5FVHAH12XCJ | 8.8 | 19 | 9.2 | No | N/A | 3 | 600 | 800 | 150 | 350 | 2025-01-01
215333811 | TEMPSTAR | D5CVRAH09AAK | D5FVHAH09XCK | 10.9 | 19 | 9.7 | Yes | Yes | 3 | 600 | 800 | 150 | 350 | 2025-01-01
215333812 | TEMPSTAR | D5CVRAH12AAK | D5FVHAH12XCK | 8.8 | 18 | 8.8 | No | N/A | 2 | 500 | 700 | 100 | 300 | 2025-01-01
215333813 | TEMPSTAR | D5CVRAH18AAK | D5FVHAH18XCK | 9.9 | 18.3 | 8.7 | No | N/A | 2 | 500 | 700 | 100 | 300 | 2025-01-01
215333814 | TEMPSTAR | D5CVRAH24AAK | D5FVHAH24XCK | 9 | 17 | 8.5 | Yes | Yes | 2 | 500 | 700 | 100 | 300 | 2025-01-01
214389457 | TEMPSTAR | DLCPRAH12AAK | DHMPHAQ12XA3 | 13.5 | 24 | 9.5 | Yes | Both | 3 | 600 | 800 | 150 | 350 | 2025-01-01
214389458 | TEMPSTAR | DLCPRAH18AAK | DHMPHAQ18XA3 | 14.5 | 26.2 | 12 | Yes | Both | 4 | 700 | 900 | 150 | 350 | 2025-01-01
214389477 | TEMPSTAR | DLCPRBH18AAK | DHMPHAQ18XA3 | 13.5 | 23.5 | 13.5 | Yes | Both | 4 | 700 | 900 | 150 | 350 | 2025-01-01
215324662 | TEMPSTAR | D5CSRAH24AAK | D5FCFAH24XAK | 12.2 | 21.2 | 11.1 | Yes | Both | 4 | 700 | 900 | 150 | 350 | 2025-01-01
215324663 | TEMPSTAR | D5CSRAH24AAK | D5FSDAH24XHK | 12.5 | 19 | 11 | Yes | Both | 4 | 700 | 900 | 150 | 350 | 2025-01-01
215324664 | TEMPSTAR | D5CVRAH09AAJ | D5FVHAH09XAJ | 10.1 | 18 | 9 | No | N/A | 3 | 600 | 800 | 150 | 350 | 2025-01-01
215324665 | TEMPSTAR | D5CVRAH12AAJ | D5FVHAH12XAJ | 8.8 | 19 | 9.2 | No | N/A | 3 | 600 | 800 | 150 | 350 | 2025-01-01
215324666 | TEMPSTAR | D5CVRAH09AAK | D5FVHAH09XAK | 10.9 | 19 | 9.7 | Yes | Yes | 3 | 600 | 800 | 150 | 350 | 2025-01-01
215324667 | TEMPSTAR | D5CVRAH12AAK | D5FVHAH12XAK | 8.8 | 18 | 8.8 | No | N/A | 2 | 500 | 700 | 100 | 300 | 2025-01-01
215324668 | TEMPSTAR | D5CVRAH18AAK | D5FVHAH18XAK | 9.9 | 18.3 | 8.7 | No | N/A | 2 | 500 | 700 | 100 | 300 | 2025-01-01
215324669 | TEMPSTAR | D5CVRAH24AAK | D5FVHAH24XAK | 9 | 17 | 8.5 | Yes | Yes | 2 | 500 | 700 | 100 | 300 | 2025-01-01
215324670 | TEMPSTAR | D5CLHAH36AAK | D5FLCAH36XAK | 12 | 21.3 | 10.6 | Yes | Both | 4 | 700 | 900 | 150 | 350 | 2025-01-01
215324671 | TEMPSTAR | D5CLHAH36AAK | D5FCFAH36XAK | 12 | 20.2 | 10.8 | Yes | Both | 4 | 700 | 900 | 150 | 350 | 2025-01-01
215324672 | TEMPSTAR | D5CLHAH36AAK | D5FLDAH36XHK | 12 | 17.8 | 11.1 | Yes | Both | 4 | 700 | 900 | 150 | 350 | 2025-01-01
215324673 | TEMPSTAR | D5CLHAH48AAK | D5FLCAH48XAK | 10 | 18.2 | 11 | Yes | Yes | 4 | 700 | 900 | 150 | 350 | 2025-01-01
215324674 | TEMPSTAR | D5CLHAH48AAK | D5FCFAH48XAK | 9.4 | 18.7 | 10.1 | Yes | Yes | 4 | 700 | 900 | 150 | 350 | 2025-01-01
215324675 | TEMPSTAR | D5CLHAH48AAK | D5FLDAH48XHK | 10.4 | 16.8 | 10.8 | Yes | Yes | 4 | 700 | 900 | 150 | 350 | 2025-01-01
215324676 | TEMPSTAR | D5CLHAH58AAK | D5FCFAH58XAK | 9 | 18.1 | 10.7 | Yes | Yes | 4 | 700 | 900 | 150 | 350 | 2025-01-01
215324677 | TEMPSTAR | D5CLHAH58AAK | D5FLDAH58XHK | 10.2 | 15.9 | 10.4 | Yes | Yes | 2 | 500 | 700 | 100 | 300 | 2025-01-01
215324678 | TEMPSTAR | D5CLRAH36AAK | D5FLCAH36XAK | 9.7 | 20 | 10.4 | Yes | Yes | 4 | 700 | 900 | 150 | 350 | 2025-01-01
215324679 | TEMPSTAR | D5CLRAH36AAK | D5FCFAH36XAK | 10.2 | 20 | 10 | No | N/A | 4 | 700 | 900 | 150 | 350 | 2025-01-01
215324680 | TEMPSTAR | D5CLRAH36AAK | D5FLDAH36XHK | 10.2 | 18.8 | 10.2 | No | N/A | 4 | 700 | 900 | 150 | 350 | 2025-01-01
215324681 | TEMPSTAR | D5CLRAH48AAK | D5FLCAH48XAK | 9.5 | 19.1 | 9.9 | Yes | Yes | 3 | 600 | 800 | 150 | 350 | 2025-01-01
215324658 | TEMPSTAR | D5CSRAH18AAK | D5FSDAH18XAK | 12.5 | 20 | 10.6 | Yes | Both | 4 | 700 | 900 | 150 | 350 | 2025-01-01
215324659 | TEMPSTAR | D5CSRAH18AAK | D5FSDAH18XHK | 13.3 | 20 | 11.4 | Yes | Both | 4 | 700 | 900 | 150 | 350 | 2025-01-01
215324660 | TEMPSTAR | D5CSRAH24AAK | D5FPHAH18XAK | 14 | 23.1 | 11.7 | Yes | Both | 4 | 700 | 900 | 150 | 350 | 2025-01-01
215324661 | TEMPSTAR | D5CSRAH24AAK | D5FSCAH24XAK | 12 | 22.1 | 10.5 | Yes | Both | 4 | 700 | 900 | 150 | 350 | 2025-01-01
215324613 | TEMPSTAR | D5CSHAH06AAK | D5FSHAH06XAK | 18 | 25.7 | 14.8 | Yes | Both | 4 | 700 | 900 | 150 | 350 | 2025-01-01
215324614 | TEMPSTAR | D5CSHAH06AAK | D5FSOAH06XAK | 15.2 | 22 | 12 | Yes | Both | 4 | 700 | 900 | 150 | 350 | 2025-01-01
215324615 | TEMPSTAR | D5CSHAH06AAK | D5FSDAH06XAK | 14.5 | 21.5 | 13.8 | Yes | Both | 4 | 700 | 900 | 150 | 350 | 2025-01-01
215324616 | TEMPSTAR | D5CSHAH09AAK | D5FSHAH09XAK | 15.5 | 27.5 | 12.5 | Yes | Both | 4 | 700 | 900 | 150 | 350 | 2025-01-01
215324617 | TEMPSTAR | D5CSHAH09AAK | D5FSOAH12XAK | 14.7 | 24 | 12.2 | Yes | Both | 4 | 700 | 900 | 150 | 350 | 2025-01-01
215324618 | TEMPSTAR | D5CSHAH09AAK | D5FSCAH12XAK | 14 | 22.7 | 12.2 | Yes | Both | 4 | 700 | 900 | 150 | 350 | 2025-01-01
215324619 | TEMPSTAR | D5CSHAH09AAK | D5FSFAH09XAK | 15.2 | 27.3 | 10.9 | Yes | Both | 4 | 700 | 900 | 150 | 350 | 2025-01-01
215324620 | TEMPSTAR | D5CSHAH09AAK | D5FSDAH12XAK | 13.5 | 21.5 | 12.5 | Yes | Both | 4 | 700 | 900 | 150 | 350 | 2025-01-01
215324621 | TEMPSTAR | D5CSHAH09AAK | D5FSDAH12XHK | 14 | 20.6 | 13.8 | Yes | Both | 4 | 700 | 900 | 150 | 350 | 2025-01-01
213349763 | TEMPSTAR | DLCVRAH09AAK | DLFVHAH09XBK | 8.8 | 17.6 | 8.8 | No | N/A | 2 | 500 | 700 | 100 | 300 | 2025-01-01
215324622 | TEMPSTAR | D5CSHAH12AAK | D5FSHAH12XAK | 13.5 | 25.5 | 10.5 | Yes | Both | 4 | 700 | 900 | 150 | 350 | 2025-01-01
215324623 | TEMPSTAR | D5CSHAH12AAK | D5FSOAH12XAK | 13 | 23 | 10.2 | Yes | Both | 4 | 700 | 900 | 150 | 350 | 2025-01-01
215324624 | TEMPSTAR | D5CSHAH12AAK | D5FSCAH12XAK | 12.7 | 22.3 | 11.6 | Yes | Both | 4 | 700 | 900 | 150 | 350 | 2025-01-01
215324625 | TEMPSTAR | D5CSHAH12AAK | D5FSFAH12XAK | 12.7 | 25 | 10.6 | Yes | Both | 4 | 700 | 900 | 150 | 350 | 2025-01-01
211132740 | TEMPSTAR | DLCSRBH24AAK | DLFSDAH24XHK | 12 | 19.2 | 11.1 | Yes | Both | 4 | 700 | 900 | 150 | 350 | 2025-01-01
211132700 | TEMPSTAR | DLCSRBH18AAK | DLFSDAH18XHK | 12.1 | 18 | 10.8 | Yes | Both | 4 | 700 | 900 | 150 | 350 | 2025-01-01
211132701 | TEMPSTAR | DLCSRBH09AAK | DLFSDAH09XHK | 13.6 | 20.5 | 10 | Yes | Both | 4 | 700 | 900 | 150 | 350 | 2025-01-01
211132702 | TEMPSTAR | DLCSRBH12AAK | DLFSDAH12XHK | 12 | 20 | 9.5 | Yes | Both | 3 | 600 | 800 | 150 | 350 | 2025-01-01
211132737 | TEMPSTAR | DLCLRCH36AAK | DLFLDAH36XHK | 9.2 | 16 | 10.2 | No | N/A | 4 | 700 | 900 | 150 | 350 | 2025-01-01
211132738 | TEMPSTAR | DLCLRCH58AAK | DLFLDAH58XHK | 10.3 | 17 | 8.4 | No | N/A | 1 | 400 | 600 | 100 | 300 | 2025-01-01
211132739 | TEMPSTAR | DLCLRCH48AAK | DLFLDAH48XHK | 8.8 | 15.2 | 9.7 | Yes | Yes | 2 | 500 | 700 | 100 | 300 | 2025-01-01
213214863 | TEMPSTAR | DLCPRBH09AAK | DLFPHAH09XAK | 14.4 | 25.5 | 15 | Yes | Both | 4 | 700 | 900 | 150 | 350 | 2025-01-01
213214864 | TEMPSTAR | DLCPRBH12AAK | DLFPHAH12XAK | 12.5 | 24 | 10.5 | Yes | Both | 4 | 700 | 900 | 150 | 350 | 2025-01-01
213214865 | TEMPSTAR | DLCPRBH18AAK | DLFPHAH18XAK | 13.5 | 23.5 | 13.5 | Yes | Both | 4 | 700 | 900 | 150 | 350 | 2025-01-01
210857453 | TEMPSTAR | DLCSRBH09AAK | DLFSOAH09XAK | 13 | 24 | 12.4 | Yes | Both | 4 | 700 | 900 | 150 | 350 | 2025-01-01
210857454 | TEMPSTAR | DLCSRBH06AAK | DLFSOAH09XAK | 14.5 | 22 | 10.8 | Yes | Both | 4 | 700 | 900 | 150 | 350 | 2025-01-01
210857455 | TEMPSTAR | DLCSRBH18AAK | DLFSOAH18XAK | 12.5 | 19.8 | 11.2 | Yes | Both | 4 | 700 | 900 | 150 | 350 | 2025-01-01
210857456 | TEMPSTAR | DLCSRBH12AAK | DLFSOAH18XAK | 13 | 23 | 10 | Yes | Both | 4 | 700 | 900 | 150 | 350 | 2025-01-01
209948198 | TEMPSTAR | DLCSRBH12AAK | DLFSFBH12XAK | 13.3 | 24.2 | 10.7 | Yes | Both | 4 | 700 | 900 | 150 | 350 | 2025-01-01
209843046 | TGM | MMRSHT18AS2 |  | 12 | 19 | 9.8 | Yes | Both | 3 | 600 | 800 | 150 | 350 | 2025-01-01
209843049 | TGM | MMRSHT27AS3 |  | 11.7 | 21 | 9.2 | No | N/A | 3 | 600 | 800 | 150 | 350 | 2025-01-01
209843052 | TGM | MMRSHT36AS4 |  | 11 | 20 | 9.2 | No | N/A | 3 | 600 | 800 | 150 | 350 | 2025-01-01
209843055 | TGM | MMRSHT48AS5 |  | 10.8 | 20.5 | 9.7 | No | N/A | 3 | 600 | 800 | 150 | 350 | 2025-01-01
209843051 | TGM | MMRSHT36AS4 |  | 10.6 | 23.1 | 9.6 | No | N/A | 3 | 600 | 800 | 150 | 350 | 2025-01-01
209843054 | TGM | MMRSHT48AS5 |  | 11 | 21.1 | 9.5 | No | N/A | 3 | 600 | 800 | 150 | 350 | 2025-01-01
209843045 | TGM | MMRSHT18AS2 |  | 12.5 | 21 | 10.2 | Yes | No | 4 | 700 | 900 | 150 | 350 | 2025-01-01
209843048 | TGM | MMRSHT27AS3 |  | 12.2 | 23.5 | 9.2 | No | N/A | 3 | 600 | 800 | 150 | 350 | 2025-01-01
10327033 | TGM | MMCUT18AS2 |  | 11.7 | 20.5 | 8.9 | Yes | No | 2 | 500 | 700 | 100 | 300 | 2025-01-01
10327038 | TGM | MMCUT27AS3 |  | 12 | 22 | 8.9 | Yes | Both | 2 | 500 | 700 | 100 | 300 | 2025-01-01
10327042 | TGM | MMCUT36AS4 |  | 10.8 | 22.5 | 9.2 | No | N/A | 3 | 600 | 800 | 150 | 350 | 2025-01-01
10327046 | TGM | MMCUT48AS5 |  | 11.6 | 21.5 | 8.7 | No | N/A | 2 | 500 | 700 | 100 | 300 | 2025-01-01
209843047 | TGM | MMRSHT18AS2 |  | 12.25 | 20 | 10 | Yes | No | 4 | 700 | 900 | 150 | 350 | 2025-01-01
209843053 | TGM | MMRSHT36AS4 |  | 10.8 | 21.55 | 9.4 | No | N/A | 3 | 600 | 800 | 150 | 350 | 2025-01-01
209843050 | TGM | MMRSHT27AS3 |  | 11.95 | 22.25 | 9.2 | No | N/A | 3 | 600 | 800 | 150 | 350 | 2025-01-01
209843056 | TGM | MMRSHT48AS5 |  | 10.9 | 20.8 | 9.6 | No | N/A | 3 | 600 | 800 | 150 | 350 | 2025-01-01
209843012 | TGM | MRSVHT12AS | MC4VHT12S | 14 | 22.7 | 10 | Yes | No | 4 | 700 | 900 | 150 | 350 | 2025-01-01
209843013 | TGM | MRSVHT18AS | MC4VHT18S | 12.5 | 20.5 | 10.5 | Yes | No | 4 | 700 | 900 | 150 | 350 | 2025-01-01
209843014 | TGM | MRSVHT24AS | MC4VHT24S | 12.5 | 21.5 | 9.7 | No | N/A | 3 | 600 | 800 | 150 | 350 | 2025-01-01
209843015 | TGM | MRSVHT36AS | MC4VHT36S | 9.4 | 19.2 | 8.8 | No | N/A | 2 | 500 | 700 | 100 | 300 | 2025-01-01
209843016 | TGM | MRSVHT48AS | MC4VHT48S | 9.5 | 18.5 | 9.8 | No | N/A | 3 | 600 | 800 | 150 | 350 | 2025-01-01
209843017 | TGM | MRSVHT12AS | MFCHT12S | 11.7 | 19 | 10.3 | Yes | Both | 4 | 700 | 900 | 150 | 350 | 2025-01-01
209843018 | TGM | MRSVHT18AS | MFCHT18S | 12.5 | 20 | 10.6 | Yes | No | 4 | 700 | 900 | 150 | 350 | 2025-01-01
209843019 | TGM | MRSVHT24AS | MFCHT24S | 12.5 | 19 | 11.2 | No | N/A | 4 | 700 | 900 | 150 | 350 | 2025-01-01
209843020 | TGM | MRSVHT36AS | MFCHT36S | 8.8 | 15.8 | 8.8 | No | N/A | 2 | 500 | 700 | 100 | 300 | 2025-01-01
209843023 | TGM | MC4VHT18S | MUVHT18S | 12.5 | 23 | 10 | Yes | No | 4 | 700 | 900 | 150 | 350 | 2025-01-01
209843024 | TGM | MRSVHT24AS | MUVHT24S | 12.5 | 21.2 | 10.3 | No | N/A | 4 | 700 | 900 | 150 | 350 | 2025-01-01
209843025 | TGM | MRSVHT36AS | MUVHT36S | 8.5 | 19 | 9 | No | N/A | 3 | 600 | 800 | 150 | 350 | 2025-01-01
209843026 | TGM | MRSVHT48AS | MUVHT48S | 9.3 | 18.9 | 10 | Yes | Yes | 4 | 700 | 900 | 150 | 350 | 2025-01-01
209550324 | TGM | MRAPT12AS | MWAPT12S | 14 | 25.5 | 10.4 | Yes | Both | 4 | 700 | 900 | 150 | 350 | 2025-01-01
209550325 | TGM | MRAPT24AS | MWAPT24S | 14 | 22 | 10 | No | N/A | 4 | 700 | 900 | 150 | 350 | 2025-01-01
207614937 | TGM | MRPOT30AS | MWPOT30S | 12.2 | 21 | 8.2 | Yes | No | 1 | 400 | 600 | 100 | 300 | 2025-01-01
205299937 | TGM | MROHNT24AS | MCHINT24S | 11 | 20 | 9.6 | No | N/A | 3 | 600 | 800 | 150 | 350 | 2025-01-01
205299938 | TGM | MROHNT36AS | MCHINT36S | 9 | 17.5 | 9.3 | No | N/A | 3 | 600 | 800 | 150 | 350 | 2025-01-01
205299939 | TGM | MROHNT48AS | MCHINT48S | 9.5 | 16.8 | 9 | No | N/A | 3 | 600 | 800 | 150 | 350 | 2025-01-01
205234623 | TGM | GRHART09ASA | GWHART09SA | 9.55 | 17 | 8.3 | No | N/A | 1 | 400 | 600 | 100 | 300 | 2025-01-01
202427207 | TGM | MRHDRT12AS | MWHDRT12S | 11.2 | 19.8 | 8.1 | No | N/A | 1 | 400 | 600 | 100 | 300 | 2025-01-01
202427209 | TGM | MRHDRT18AS | MWHDRT18S | 11.2 | 18.1 | 8.3 | No | N/A | 1 | 400 | 600 | 100 | 300 | 2025-01-01
201810386 | TGM | HRHDBT18AS | HWHDBT18S | 13 | 22.5 | 8.6 | No | N/A | 2 | 500 | 700 | 100 | 300 | 2025-01-01
201810387 | TGM | HRHDBT24AS | HWHDBT24S | 12.2 | 20.5 | 8.6 | No | N/A | 2 | 500 | 700 | 100 | 300 | 2025-01-01
201810388 | TGM | HRDKT30AS | HWDKT30S | 10 | 18.5 | 9 | No | N/A | 3 | 600 | 800 | 150 | 350 | 2025-01-01
201810385 | TGM | HRHDBT12AS | HWHDBT12S | 13 | 21 | 9.5 | No | N/A | 3 | 600 | 800 | 150 | 350 | 2025-01-01
216723115 | TGM | GRH32IT09ASA | GWH32IT09SA | 12.3 | 22 | 9.2 | No | N/A | 3 | 600 | 800 | 150 | 350 | 2025-01-01
8752721 | TGM | MROHNT18AS | MCHINT18S | 12.5 | 20 | 9.8 | Yes | No | 3 | 600 | 800 | 150 | 350 | 2025-01-01
8752722 | TGM | MROHNT12AS | MCHINT12S | 12.5 | 19.5 | 9.3 | Yes | No | 3 | 600 | 800 | 150 | 350 | 2025-01-01
8965364 | TGM | MROHT09AS2 | MWOHT09S2 | 14.5 | 23.1 | 9.9 | Yes | No | 3 | 600 | 800 | 150 | 350 | 2025-01-01
8965366 | TGM | MROHT12AS2 | MWOHT12S2 | 13 | 19.9 | 9.1 | Yes | No | 3 | 600 | 800 | 150 | 350 | 2025-01-01
8965368 | TGM | MROHT18AS2 | MWOHT18S2 | 12.5 | 19.4 | 8.9 | Yes | No | 2 | 500 | 700 | 100 | 300 | 2025-01-01
8965370 | TGM | MROHT24AS2 | MWOHT24S2 | 13 | 20 | 9.5 | Yes | No | 3 | 600 | 800 | 150 | 350 | 2025-01-01
213867389 | TGM | GRHFRT24AS | GWHFRT24S | 11.6 | 18 | 8.5 | No | N/A | 2 | 500 | 700 | 100 | 300 | 2025-01-01
213867390 | TGM | GRHFRT18AS | GWHFRT18S | 9.55 | 16 | 8.2 | No | N/A | 1 | 400 | 600 | 100 | 300 | 2025-01-01
213867391 | TGM | GRHFRT12AS | GWHFRT12S | 8.7 | 16.5 | 8.5 | No | N/A | 2 | 500 | 700 | 100 | 300 | 2025-01-01
213867392 | TGM | GRHFRT12ASA | GWHFRT12SA | 8.7 | 16.5 | 8.5 | No | N/A | 2 | 500 | 700 | 100 | 300 | 2025-01-01
216706038 | TGM | MRS5VHT18AS | MUV5HT18S | 12.5 | 22.3 | 10.4 | Yes | Both | 4 | 700 | 900 | 150 | 350 | 2025-01-01
216706039 | TGM | MRS5VHT24AS | MUV5HT24S | 12.2 | 21.1 | 11.1 | Yes | Both | 4 | 700 | 900 | 150 | 350 | 2025-01-01
216706040 | TGM | MRS5VHT36AS | MUV5HT36S | 10.1 | 20 | 10 | No | N/A | 4 | 700 | 900 | 150 | 350 | 2025-01-01
216706041 | TGM | MRS5VHT48AS | MUV5HT48S | 9.5 | 19.8 | 10.2 | Yes | Yes | 4 | 700 | 900 | 150 | 350 | 2025-01-01
216706042 | TGM | MRS5VHT48AS | MC45VHT48S | 9.5 | 19 | 9.9 | Yes | Yes | 3 | 600 | 800 | 150 | 350 | 2025-01-01
216025764 | TGM | GRH32IT09AS | GWH32IT09S | 12.3 | 22 | 9.2 | No | N/A | 3 | 600 | 800 | 150 | 350 | 2025-01-01
216025766 | TGM | GRH32IT12ASA | GWH32IT12SA | 11 | 21.5 | 8.5 | No | N/A | 2 | 500 | 700 | 100 | 300 | 2025-01-01
216025767 | TGM | GRH32IT12AS | GWH32IT12S | 11 | 21.5 | 8.5 | No | N/A | 2 | 500 | 700 | 100 | 300 | 2025-01-01
216025768 | TGM | GRH32IT18AS | GWH32IT18S | 11.8 | 21.5 | 8.5 | No | N/A | 2 | 500 | 700 | 100 | 300 | 2025-01-01
216025769 | TGM | GRH32IT24AS | GWH32IT24S | 13.65 | 22 | 9.5 | No | N/A | 3 | 600 | 800 | 150 | 350 | 2025-01-01
216025770 | TGM | GRH32IT36AS | GWH32IT36S | 10.6 | 21 | 8.5 | No | N/A | 2 | 500 | 700 | 100 | 300 | 2025-01-01
214303032 | TGM | GRHART09AS2 | GWHART09S2 | 12.5 | 20.5 | 8.8 | No | N/A | 2 | 500 | 700 | 100 | 300 | 2025-01-01
214303033 | TGM | GRHART12ASA2 | GWHART12SA2 | 11.3 | 20 | 8.5 | No | N/A | 2 | 500 | 700 | 100 | 300 | 2025-01-01
214303034 | TGM | GRHART12AS2 | GWHART12S2 | 11.3 | 20 | 8.5 | No | N/A | 2 | 500 | 700 | 100 | 300 | 2025-01-01
211729928 | TGM | GRHART24AS2 | GWHART24S2 | 12.2 | 22 | 9 | No | N/A | 3 | 600 | 800 | 150 | 350 | 2025-01-01
210605767 | TGM | GRHART18AS2 | GWHART18S2 | 10.9 | 20 | 8.5 | No | N/A | 2 | 500 | 700 | 100 | 300 | 2025-01-01
210605768 | TGM | GRHART36AS3 | GWHART36S3 | 10.5 | 20 | 8.5 | No | N/A | 2 | 500 | 700 | 100 | 300 | 2025-01-01
210605769 | TGM | GRHART09ASA2 | GWHART09SA2 | 10.7 | 18 | 8.5 | No | N/A | 2 | 500 | 700 | 100 | 300 | 2025-01-01
209940782 | TGM | MRSVHT12AS | MUVHT12S | 12.5 | 19.4 | 9.4 | Yes | No | 3 | 600 | 800 | 150 | 350 | 2025-01-01
209940783 | TGM | MRSVHT18AS | MUVHT18S | 12.5 | 19.9 | 9.9 | Yes | No | 3 | 600 | 800 | 150 | 350 | 2025-01-01
202576823 | THERMAL ZONE | 9H49ZOMI | 9H49ZIMI | 11 | 18 | 9.1 | No | N/A | 3 | 600 | 800 | 150 | 350 | 2025-01-01
202576827 | THERMAL ZONE | 12H49YOMI | 12H49YIMI | 10.5 | 19 | 8.3 | No | N/A | 1 | 400 | 600 | 100 | 300 | 2025-01-01
202576829 | THERMAL ZONE | 18H49ZOMI | 18H49ZIMI | 11 | 18.7 | 8.1 | No | N/A | 1 | 400 | 600 | 100 | 300 | 2025-01-01
202576833 | THERMAL ZONE | 9H49YOMI | 9H49YIMI | 11.5 | 18.9 | 8.1 | No | N/A | 1 | 400 | 600 | 100 | 300 | 2025-01-01
203456305 | THERMOCORE | T425S-H109-C | T425S-H109-E | 15 | 23.7 | 8.6 | No | N/A | 2 | 500 | 700 | 100 | 300 | 2025-01-01
202918823 | THERMOCORE | T4E19S-H109-C | T4E19S-H109-E | 11.5 | 18.9 | 8.1 | No | N/A | 1 | 400 | 600 | 100 | 300 | 2025-01-01
202918824 | THERMOCORE | T4E19S-H112-C | T4E19S-H112-E | 10.5 | 19 | 8.3 | No | N/A | 1 | 400 | 600 | 100 | 300 | 2025-01-01
202918825 | THERMOCORE | T4E19S-H209-C | T4E19S-H209-E | 11 | 18 | 9.1 | No | N/A | 3 | 600 | 800 | 150 | 350 | 2025-01-01
202918827 | THERMOCORE | T4E19S-H218-C | T4E19S-H218-E | 11 | 18.7 | 8.1 | No | N/A | 1 | 400 | 600 | 100 | 300 | 2025-01-01
209549036 | THERMOCORE SYSTEMS | T423Q-H260-C |  | 10.5 | 19 | 8.6 | No | N/A | 2 | 500 | 700 | 100 | 300 | 2025-01-01
209549027 | THERMOCORE SYSTEMS | T423D-H224-C |  | 12.5 | 21.3 | 9.7 | No | N/A | 3 | 600 | 800 | 150 | 350 | 2025-01-01
209549030 | THERMOCORE SYSTEMS | T424D-H236-C |  | 11 | 20 | 9.2 | No | N/A | 3 | 600 | 800 | 150 | 350 | 2025-01-01
209549033 | THERMOCORE SYSTEMS | T425D-H248-C |  | 10.8 | 20.5 | 9.7 | No | N/A | 3 | 600 | 800 | 150 | 350 | 2025-01-01
209549032 | THERMOCORE SYSTEMS | T425D-H248-C |  | 12.5 | 23.4 | 8.7 | No | N/A | 2 | 500 | 700 | 100 | 300 | 2025-01-01
209549035 | THERMOCORE SYSTEMS | T423Q-H260-C |  | 10.5 | 21.3 | 9.1 | No | N/A | 3 | 600 | 800 | 150 | 350 | 2025-01-01
209549026 | THERMOCORE SYSTEMS | T423D-H224-C |  | 13.4 | 24.6 | 10 | No | N/A | 4 | 700 | 900 | 150 | 350 | 2025-01-01
209549029 | THERMOCORE SYSTEMS | T424D-H236-C |  | 11.7 | 23.9 | 9.5 | No | N/A | 3 | 600 | 800 | 150 | 350 | 2025-01-01
8977688 | THERMOCORE SYSTEMS | T321Q-H263-C |  | 11.6 | 21.5 | 8.7 | No | N/A | 2 | 500 | 700 | 100 | 300 | 2025-01-01
8977689 | THERMOCORE SYSTEMS | T323D-H248-C |  | 10.8 | 22.5 | 9.2 | No | N/A | 3 | 600 | 800 | 150 | 350 | 2025-01-01
8977690 | THERMOCORE SYSTEMS | T322D-H236-C |  | 12 | 22 | 8.9 | No | N/A | 2 | 500 | 700 | 100 | 300 | 2025-01-01
8977691 | THERMOCORE SYSTEMS | T322D-H224-C |  | 11.7 | 20.5 | 8.9 | No | N/A | 2 | 500 | 700 | 100 | 300 | 2025-01-01
209549037 | THERMOCORE SYSTEMS | T423Q-H260-C |  | 10.5 | 20.15 | 8.85 | No | N/A | 2 | 500 | 700 | 100 | 300 | 2025-01-01
209549028 | THERMOCORE SYSTEMS | T423D-H224-C |  | 12.95 | 22.95 | 9.85 | No | N/A | 3 | 600 | 800 | 150 | 350 | 2025-01-01
209549031 | THERMOCORE SYSTEMS | T424D-H236-C |  | 11.35 | 21.95 | 9.35 | No | N/A | 3 | 600 | 800 | 150 | 350 | 2025-01-01
209549034 | THERMOCORE SYSTEMS | T425D-H248-C |  | 11.65 | 21.95 | 9.2 | No | N/A | 3 | 600 | 800 | 150 | 350 | 2025-01-01
209548993 | THERMOCORE SYSTEMS | T5E21S-H109-C | T5E21S-H109-E | 12.5 | 21.5 | 9 | No | N/A | 3 | 600 | 800 | 150 | 350 | 2025-01-01
209548994 | THERMOCORE SYSTEMS | T5E20S-H112-C | T5E20S-H112-E | 10.3 | 20.8 | 8.7 | No | N/A | 2 | 500 | 700 | 100 | 300 | 2025-01-01
209548995 | THERMOCORE SYSTEMS | T5E22S-H209-C | T5E22S-H209-E | 12.6 | 21.7 | 9.1 | No | N/A | 3 | 600 | 800 | 150 | 350 | 2025-01-01
209548996 | THERMOCORE SYSTEMS | T5E21S-H212-C | T5E21S-H212-E | 10.8 | 21.4 | 9.1 | No | N/A | 3 | 600 | 800 | 150 | 350 | 2025-01-01
209548997 | THERMOCORE SYSTEMS | T5E19S-H218-C | T5E19S-H218-E | 10.5 | 19 | 8.7 | No | N/A | 2 | 500 | 700 | 100 | 300 | 2025-01-01
209548998 | THERMOCORE SYSTEMS | T5E18S-H224-C | T5E18S-H224-E | 9 | 18 | 8.6 | No | N/A | 2 | 500 | 700 | 100 | 300 | 2025-01-01
209548999 | THERMOCORE SYSTEMS | T4E19S-H230-C | T4E19S-H230-E | 10.5 | 18.6 | 8.7 | No | N/A | 2 | 500 | 700 | 100 | 300 | 2025-01-01
209549000 | THERMOCORE SYSTEMS | T4E19S-H230-C-2 | T4E19S-H230-E | 11 | 21 | 9.1 | No | N/A | 3 | 600 | 800 | 150 | 350 | 2025-01-01
209549001 | THERMOCORE SYSTEMS | T6E18S-H236-C | T6E18S-H236-E | 8.5 | 17.5 | 8.7 | No | N/A | 2 | 500 | 700 | 100 | 300 | 2025-01-01
209549002 | THERMOCORE SYSTEMS | T424S-H209-C | T424S-H209-E | 14 | 24 | 11.4 | No | N/A | 4 | 700 | 900 | 150 | 350 | 2025-01-01
209549003 | THERMOCORE SYSTEMS | T422S-H212-C | T422S-H212-E | 12.5 | 23.1 | 9.3 | No | N/A | 3 | 600 | 800 | 150 | 350 | 2025-01-01
209549004 | THERMOCORE SYSTEMS | T424S-H218-C | T424S-H218-E | 13.5 | 23.7 | 10.3 | No | N/A | 4 | 700 | 900 | 150 | 350 | 2025-01-01
209549005 | THERMOCORE SYSTEMS | T421S-H224-C | T421S-H224-E | 12.5 | 21 | 9 | No | N/A | 3 | 600 | 800 | 150 | 350 | 2025-01-01
209549006 | THERMOCORE SYSTEMS | T5HH27S-H206-C | T5HH27S-H206-E | 15.8 | 26.5 | 13.6 | No | N/A | 4 | 700 | 900 | 150 | 350 | 2025-01-01
209549007 | THERMOCORE SYSTEMS | T5HH28S-H209-C | T5HH28S-H209-E | 16.2 | 28.1 | 11.5 | No | N/A | 4 | 700 | 900 | 150 | 350 | 2025-01-01
209549008 | THERMOCORE SYSTEMS | T5HH26S-H212-C | T5HH26S-H212-E | 14 | 25.5 | 10.4 | No | N/A | 4 | 700 | 900 | 150 | 350 | 2025-01-01
209549009 | THERMOCORE SYSTEMS | T5HH22S-H218-C | T5HH22S-H218-E | 12.5 | 21.5 | 11.3 | No | N/A | 4 | 700 | 900 | 150 | 350 | 2025-01-01
209549010 | THERMOCORE SYSTEMS | T5HH22S-H224-C | T5HH22S-H224-E | 13 | 21.5 | 11.4 | No | N/A | 4 | 700 | 900 | 150 | 350 | 2025-01-01
209549011 | THERMOCORE SYSTEMS | T5HH27S-H209-C | T3-OS209-EC | 13 | 20 | 10 | No | N/A | 4 | 700 | 900 | 150 | 350 | 2025-01-01
209549012 | THERMOCORE SYSTEMS | T5HH26S-H212-C | T3-OS212-EC | 14 | 22.7 | 10 | No | N/A | 4 | 700 | 900 | 150 | 350 | 2025-01-01
209549013 | THERMOCORE SYSTEMS | T5HH22S-H218-C | T3-OS218-EC | 12.5 | 20.5 | 10.5 | No | N/A | 4 | 700 | 900 | 150 | 350 | 2025-01-01
209549014 | THERMOCORE SYSTEMS | T5HH22S-H224-C | T3-OS224-EC | 12.5 | 21.5 | 9.7 | No | N/A | 3 | 600 | 800 | 150 | 350 | 2025-01-01
209549015 | THERMOCORE SYSTEMS | T5HH28S-H209-C | T3-OS209-EC | 13 | 20.5 | 10.3 | No | N/A | 4 | 700 | 900 | 150 | 350 | 2025-01-01
209549016 | THERMOCORE SYSTEMS | T4C18S-H236-C | T4C18S-H236-EC | 9.4 | 19.2 | 8.8 | No | N/A | 2 | 500 | 700 | 100 | 300 | 2025-01-01
209549017 | THERMOCORE SYSTEMS | T4C18S-H248-C | T4C17S-H248-EC | 9.5 | 18.5 | 9.8 | No | N/A | 3 | 600 | 800 | 150 | 350 | 2025-01-01
209549019 | THERMOCORE SYSTEMS | T4C18S-H260-C-2 | T3C18S-H260-EDT | 10.3 | 17 | 8.4 | No | N/A | 1 | 400 | 600 | 100 | 300 | 2025-01-01
209549020 | THERMOCORE SYSTEMS | T5HH22S-H218-C | T3-OS218-ESC | 12.5 | 23 | 10 | No | N/A | 4 | 700 | 900 | 150 | 350 | 2025-01-01
209549021 | THERMOCORE SYSTEMS | T5HH22S-H224-C | T3-OS224-ESC | 12.5 | 21.2 | 10.3 | No | N/A | 4 | 700 | 900 | 150 | 350 | 2025-01-01
209549022 | THERMOCORE SYSTEMS | T4C18S-H236-C | T3C16S-H236-ED | 8.5 | 19 | 9 | No | N/A | 3 | 600 | 800 | 150 | 350 | 2025-01-01
209549023 | THERMOCORE SYSTEMS | T4C18S-H248-C | T3C18S-H248-ED | 9.3 | 18.9 | 10 | No | N/A | 4 | 700 | 900 | 150 | 350 | 2025-01-01
209549025 | THERMOCORE SYSTEMS | T4C18S-H260-C-2 | T3C18S-H260-ESC | 9.8 | 19.8 | 9 | No | N/A | 3 | 600 | 800 | 150 | 350 | 2025-01-01
205992983 | THERMOCORE SYSTEMS | T321S-H224-C | T3C21S-H224-EDT | 11.7 | 19 | 10 | No | N/A | 4 | 700 | 900 | 150 | 350 | 2025-01-01
205992984 | THERMOCORE SYSTEMS | T4HH21S-H224-C | T3C21S-H224-EDT | 11.7 | 19.2 | 10.5 | No | N/A | 4 | 700 | 900 | 150 | 350 | 2025-01-01
205992986 | THERMOCORE SYSTEMS | T4HH23S-H212-C | T3-OS212-EC | 12.5 | 19.5 | 9.3 | No | N/A | 3 | 600 | 800 | 150 | 350 | 2025-01-01
205992987 | THERMOCORE SYSTEMS | T321S-H218-C | T3-OS218-EC | 12.5 | 20 | 9.8 | No | N/A | 3 | 600 | 800 | 150 | 350 | 2025-01-01
205992988 | THERMOCORE SYSTEMS | T325S-H109-C | T325S-H109-E | 15 | 23.7 | 8.6 | No | N/A | 2 | 500 | 700 | 100 | 300 | 2025-01-01
202353104 | THERMOCORE SYSTEMS | T322S-H212-C | T3-OS212-OC | 13 | 20.5 | 8.8 | No | N/A | 2 | 500 | 700 | 100 | 300 | 2025-01-01
202353105 | THERMOCORE SYSTEMS | T4HH25S-H209-C | T4HH25S-H209-E | 14.5 | 23.1 | 9.9 | No | N/A | 3 | 600 | 800 | 150 | 350 | 2025-01-01
202353106 | THERMOCORE SYSTEMS | T4HH23S-H212-C | T4HH23S-H212-E | 13 | 19.9 | 9.1 | No | N/A | 3 | 600 | 800 | 150 | 350 | 2025-01-01
202353107 | THERMOCORE SYSTEMS | T4HH20S-H218-C | T4HH20S-H218-E | 12.5 | 19.4 | 8.9 | No | N/A | 2 | 500 | 700 | 100 | 300 | 2025-01-01
202353108 | THERMOCORE SYSTEMS | T4HH21S-H224-C | T4HH21S-H224-E | 13 | 20 | 9.5 | No | N/A | 3 | 600 | 800 | 150 | 350 | 2025-01-01
202353109 | THERMOCORE SYSTEMS | T321S-H224-C | T3-OS224-ESC | 11.5 | 20 | 10 | No | N/A | 4 | 700 | 900 | 150 | 350 | 2025-01-01
202195117 | THERMOCORE SYSTEMS | T3C18S-H260-C | T3C18S-H260-ESC | 9.8 | 18 | 9.4 | No | N/A | 3 | 600 | 800 | 150 | 350 | 2025-01-01
10061740 | THERMOCORE SYSTEMS | T321S-H224-C | T3-OS224-EC | 11 | 20 | 9.6 | No | N/A | 3 | 600 | 800 | 150 | 350 | 2025-01-01
10032579 | THERMOCORE SYSTEMS | T321S-H218-C | T3-OS218-ESC | 12.5 | 20 | 8.9 | No | N/A | 2 | 500 | 700 | 100 | 300 | 2025-01-01
202195116 | THERMOCORE SYSTEMS | T3C18S-H260-C | T3C18S-H260-EDT | 9 | 15.4 | 8.4 | No | N/A | 1 | 400 | 600 | 100 | 300 | 2025-01-01
9046373 | THERMOCORE SYSTEMS | T3C18S-H236-C | T3C18S-H236-EC | 9 | 17.5 | 9.3 | No | N/A | 3 | 600 | 800 | 150 | 350 | 2025-01-01
9046374 | THERMOCORE SYSTEMS | T3C18S-H236-C | T3C16S-H236-ED | 8 | 16 | 10 | No | N/A | 4 | 700 | 900 | 150 | 350 | 2025-01-01
9046375 | THERMOCORE SYSTEMS | T3C18S-H248-C | T3C17S-H248-EC | 9.5 | 16.8 | 9 | No | N/A | 3 | 600 | 800 | 150 | 350 | 2025-01-01
9046376 | THERMOCORE SYSTEMS | T3C18S-H248-C | T3C18S-H248-ED | 9.3 | 17.8 | 9 | No | N/A | 3 | 600 | 800 | 150 | 350 | 2025-01-01
9046377 | THERMOCORE SYSTEMS | T322S-H212-C | T3-OS212-EW | 13 | 21.3 | 8.4 | No | N/A | 1 | 400 | 600 | 100 | 300 | 2025-01-01
8975551 | THERMOCORE SYSTEMS | T322S-H112-C | T322S-H112-E | 12.5 | 20.1 | 8.2 | No | N/A | 1 | 400 | 600 | 100 | 300 | 2025-01-01
8975552 | THERMOCORE SYSTEMS | T321S-H218-C | T321S-H218-E | 13 | 19.9 | 8.1 | No | N/A | 1 | 400 | 600 | 100 | 300 | 2025-01-01
214783950 | ThinkAir | TMES18H1B | TMES18H1A | 8.5 | 17 | 8.5 | No | N/A | 2 | 500 | 700 | 100 | 300 | 2025-01-01
214594924 | TKS | T2C-18MODU |  | 12 | 19 | 9.8 | No | N/A | 3 | 600 | 800 | 150 | 350 | 2025-01-01
214594927 | TKS | T3C-27MODU |  | 11.7 | 21 | 9.2 | No | N/A | 3 | 600 | 800 | 150 | 350 | 2025-01-01
214594930 | TKS | T4C-36MODU |  | 11 | 20 | 9.2 | No | N/A | 3 | 600 | 800 | 150 | 350 | 2025-01-01
214594933 | TKS | T5C-48MODU |  | 10.8 | 20.5 | 9.7 | No | N/A | 3 | 600 | 800 | 150 | 350 | 2025-01-01
214594932 | TKS | T5C-48MODU |  | 11 | 21.1 | 9.5 | No | N/A | 3 | 600 | 800 | 150 | 350 | 2025-01-01
214594926 | TKS | T3C-27MODU |  | 12.2 | 23.5 | 9.2 | No | N/A | 3 | 600 | 800 | 150 | 350 | 2025-01-01
214594929 | TKS | T4C-36MODU |  | 10.6 | 23.1 | 9.6 | No | N/A | 3 | 600 | 800 | 150 | 350 | 2025-01-01
214594923 | TKS | T2C-18MODU |  | 12.5 | 21 | 10.2 | No | N/A | 4 | 700 | 900 | 150 | 350 | 2025-01-01
214594931 | TKS | T4C-36MODU |  | 10.8 | 21.55 | 9.4 | No | N/A | 3 | 600 | 800 | 150 | 350 | 2025-01-01
214594928 | TKS | T3C-27MODU |  | 11.95 | 22.25 | 9.2 | No | N/A | 3 | 600 | 800 | 150 | 350 | 2025-01-01
214594925 | TKS | T2C-18MODU |  | 12.25 | 20 | 10 | No | N/A | 4 | 700 | 900 | 150 | 350 | 2025-01-01
214594934 | TKS | T5C-48MODU |  | 10.9 | 20.8 | 9.6 | No | N/A | 3 | 600 | 800 | 150 | 350 | 2025-01-01
214594919 | TKS | TWS-12ODU-110 | TWS-12IDU-110 | 10.3 | 20.8 | 8.7 | No | N/A | 2 | 500 | 700 | 100 | 300 | 2025-01-01
214594920 | TKS | TWS-12ODU-220 | TWS-12IDU-220 | 10.8 | 21.4 | 9.2 | No | N/A | 3 | 600 | 800 | 150 | 350 | 2025-01-01
214594921 | TKS | TWS-24ODU | TWS-24IDU | 9.5 | 18.5 | 8.6 | No | N/A | 2 | 500 | 700 | 100 | 300 | 2025-01-01
205807094 | TK'S | T3C-30HFN1 |  | 11 | 20 | 8.5 | No | N/A | 2 | 500 | 700 | 100 | 300 | 2025-01-01
212528007 | TK'S | T2C-18HFN1* |  | 12 | 19 | 9.8 | No | N/A | 3 | 600 | 800 | 150 | 350 | 2025-01-01
212528010 | TK'S | T3C-30HFN1* |  | 11.7 | 21 | 9.2 | No | N/A | 3 | 600 | 800 | 150 | 350 | 2025-01-01
212528016 | TK'S | T5C-48HFN1* |  | 10.8 | 20.5 | 9.7 | No | N/A | 3 | 600 | 800 | 150 | 350 | 2025-01-01
212528013 | TK'S | T4C-36HFN1* |  | 11 | 20 | 9.2 | No | N/A | 3 | 600 | 800 | 150 | 350 | 2025-01-01
205807097 | TK'S | T3C-36HFN1 |  | 10 | 18.5 | 8.7 | No | N/A | 2 | 500 | 700 | 100 | 300 | 2025-01-01
207742412 | TK'S | T5C-48HFN1 |  | 10.8 | 20.5 | 9.7 | No | N/A | 3 | 600 | 800 | 150 | 350 | 2025-01-01
207742406 | TK'S | T2C-18HFN1 |  | 12 | 19 | 9.8 | No | N/A | 3 | 600 | 800 | 150 | 350 | 2025-01-01
207742409 | TK'S | T4C-36HFN1 |  | 11 | 20 | 9.2 | No | N/A | 3 | 600 | 800 | 150 | 350 | 2025-01-01
207742408 | TK'S | T4C-36HFN1 |  | 10.6 | 23.1 | 9.6 | No | N/A | 3 | 600 | 800 | 150 | 350 | 2025-01-01
207742411 | TK'S | T5C-48HFN1 |  | 11 | 21.1 | 9.5 | No | N/A | 3 | 600 | 800 | 150 | 350 | 2025-01-01
207742405 | TK'S | T2C-18HFN1 |  | 12.5 | 21 | 10.2 | No | N/A | 4 | 700 | 900 | 150 | 350 | 2025-01-01
205807090 | TK'S | T3C-18HFN1 |  | 11.7 | 20.5 | 8.9 | No | N/A | 2 | 500 | 700 | 100 | 300 | 2025-01-01
205807096 | TK'S | T3C-36HFN1 |  | 10.8 | 22.5 | 9.2 | No | N/A | 3 | 600 | 800 | 150 | 350 | 2025-01-01
205807099 | TK'S | T3C-48HFN1 |  | 11.6 | 21.5 | 8.7 | No | N/A | 2 | 500 | 700 | 100 | 300 | 2025-01-01
212528015 | TK'S | T5C-48HFN1* |  | 11 | 21.1 | 9.5 | No | N/A | 3 | 600 | 800 | 150 | 350 | 2025-01-01
212528009 | TK'S | T3C-30HFN1* |  | 12.2 | 23.5 | 9.2 | No | N/A | 3 | 600 | 800 | 150 | 350 | 2025-01-01
212528012 | TK'S | T4C-36HFN1* |  | 10.6 | 23.1 | 9.6 | No | N/A | 3 | 600 | 800 | 150 | 350 | 2025-01-01
212528006 | TK'S | T2C-18HFN1* |  | 12.5 | 21 | 10.2 | No | N/A | 4 | 700 | 900 | 150 | 350 | 2025-01-01
9993638 | TK'S | Y2OD-18HFN1 |  | 11.7 | 20.5 | 8.9 | No | N/A | 2 | 500 | 700 | 100 | 300 | 2025-01-01
9993639 | TK'S | Y2OD-30HFN1 |  | 12 | 22 | 8.9 | No | N/A | 2 | 500 | 700 | 100 | 300 | 2025-01-01
9993644 | TK'S | Y2OD-36HFN1 |  | 10.8 | 22.5 | 9.2 | No | N/A | 3 | 600 | 800 | 150 | 350 | 2025-01-01
9993645 | TK'S | Y2OD-48HFN1 |  | 11.6 | 21.5 | 8.7 | No | N/A | 2 | 500 | 700 | 100 | 300 | 2025-01-01
9910850 | TK'S | Y2OD-18HFN1 |  | 11.7 | 20.5 | 8.9 | No | N/A | 2 | 500 | 700 | 100 | 300 | 2025-01-01
205807093 | TK'S | T3C-30HFN1 |  | 12 | 22 | 8.9 | No | N/A | 2 | 500 | 700 | 100 | 300 | 2025-01-01
212528011 | TK'S | T3C-30HFN1* |  | 11.95 | 22.25 | 9.2 | No | N/A | 3 | 600 | 800 | 150 | 350 | 2025-01-01
212528008 | TK'S | T2C-18HFN1* |  | 12.25 | 20 | 10 | No | N/A | 4 | 700 | 900 | 150 | 350 | 2025-01-01
212528014 | TK'S | T4C-36HFN1* |  | 10.8 | 21.55 | 9.4 | No | N/A | 3 | 600 | 800 | 150 | 350 | 2025-01-01
212528017 | TK'S | T5C-48HFN1* |  | 10.9 | 20.8 | 9.6 | No | N/A | 3 | 600 | 800 | 150 | 350 | 2025-01-01
205807098 | TK'S | T3C-36HFN1 |  | 10.75 | 20.5 | 8.85 | No | N/A | 2 | 500 | 700 | 100 | 300 | 2025-01-01
207742410 | TK'S | T4C-36HFN1 |  | 10.8 | 21.55 | 9.4 | No | N/A | 3 | 600 | 800 | 150 | 350 | 2025-01-01
207742407 | TK'S | T2C-18HFN1 |  | 12.25 | 20 | 10 | No | N/A | 4 | 700 | 900 | 150 | 350 | 2025-01-01
207742413 | TK'S | T5C-48HFN1 |  | 10.9 | 20.8 | 9.6 | No | N/A | 3 | 600 | 800 | 150 | 350 | 2025-01-01
205807085 | TK'S | TWS-12HRDN1-B | TWS-12HRDN1-B | 10.3 | 20.8 | 8.7 | No | N/A | 2 | 500 | 700 | 100 | 300 | 2025-01-01
205807086 | TK'S | TWS-09HRDN1 | TWS-09HRDN1 | 12.6 | 21.7 | 9.1 | No | N/A | 3 | 600 | 800 | 150 | 350 | 2025-01-01
205807087 | TK'S | TWS-12HRDN1 | TWS-12HRDN1 | 10.8 | 21.4 | 9.1 | No | N/A | 3 | 600 | 800 | 150 | 350 | 2025-01-01
205807088 | TK'S | TWS-18HRDN1 | TWS-18HRDN1 | 10.5 | 19 | 8.7 | No | N/A | 2 | 500 | 700 | 100 | 300 | 2025-01-01
205807089 | TK'S | TWS-24HRDN1 | TWS-24HRDN1 | 9 | 18 | 8.6 | No | N/A | 2 | 500 | 700 | 100 | 300 | 2025-01-01
205782686 | TK'S | TWS-09HRDN1-B | TWS-09HRDN1-B | 12.5 | 21.5 | 9 | No | N/A | 3 | 600 | 800 | 150 | 350 | 2025-01-01
205230145 | TK'S | YS19AB-09HRN1-B | YS19AB-09HRN1-B | 11.5 | 18.9 | 8.1 | No | N/A | 1 | 400 | 600 | 100 | 300 | 2025-01-01
212528005 | TK'S | TWS-36HRDN1 | TWS-36HRDN1 | 8.5 | 17.5 | 8.7 | No | N/A | 2 | 500 | 700 | 100 | 300 | 2025-01-01
205047892 | TK'S | YS19AB-12HRN1-B | YS19AB-12HRN1-B | 10.5 | 19 | 8.3 | No | N/A | 1 | 400 | 600 | 100 | 300 | 2025-01-01
205047893 | TK'S | YS19AB-09HRN1 | YS19AB-09HRN1 | 11 | 18 | 9.1 | No | N/A | 3 | 600 | 800 | 150 | 350 | 2025-01-01
205047895 | TK'S | YS19AB-18HRN1 | YS19AB-18HRN1 | 11 | 18.7 | 8.1 | No | N/A | 1 | 400 | 600 | 100 | 300 | 2025-01-01
9993629 | TK'S | YSF-12HRFN1(O) | YSF-12HRFN1(I) | 13 | 21.3 | 8.4 | No | N/A | 1 | 400 | 600 | 100 | 300 | 2025-01-01
9993630 | TK'S | YSF-18HRFN1(O) | YSF-18HRFN1(I) | 13 | 19.9 | 8.1 | No | N/A | 1 | 400 | 600 | 100 | 300 | 2025-01-01
214594918 | TK'S | TWS-12ODU-110 | TWS-12IDU-110 | 10.3 | 20.8 | 8.7 | No | N/A | 2 | 500 | 700 | 100 | 300 | 2025-01-01
214387780 | TK'S Mini Split | TWS-12ODU-110 | TWS-12IDU-110 | 10.3 | 20.8 | 8.7 | No | N/A | 2 | 500 | 700 | 100 | 300 | 2025-01-01
214387781 | TK'S Mini Split | TWS-12ODU-110 | TWS-12IDU-110 | 10.3 | 20.8 | 8.7 | No | N/A | 2 | 500 | 700 | 100 | 300 | 2025-01-01
214377802 | TK'S Mini Split | TWS-12ODU-110 | TWS-12IDU-110 | 10.3 | 20.8 | 8.7 | No | N/A | 2 | 500 | 700 | 100 | 300 | 2025-01-01
214377803 | TK'S Mini Split | TWS-12ODU-110 | TWS-12IDU-110 | 10.3 | 20.8 | 8.7 | No | N/A | 2 | 500 | 700 | 100 | 300 | 2025-01-01
214377804 | TK'S Mini Split | TWS-12ODU-110 | TWS-12IDU-110 | 10.3 | 20.8 | 8.7 | No | N/A | 2 | 500 | 700 | 100 | 300 | 2025-01-01
213350253 | TOSHIBA CARRIER | MCY-MAP0367HS-UL* |  | 12.1 | 20.1 | 10.9 | Yes | Yes | 4 | 700 | 900 | 150 | 350 | 2025-01-01
213350254 | TOSHIBA CARRIER | MCY-MAP0487HS-UL* |  | 11.7 | 17.9 | 10 | Yes | No | 4 | 700 | 900 | 150 | 350 | 2025-01-01
213350251 | TOSHIBA CARRIER | MCY-MAP0607HS-UL* |  | 10.3 | 18.4 | 9.8 | No | N/A | 3 | 600 | 800 | 150 | 350 | 2025-01-01
216760290 | TOSHIBA CARRIER | MCY-MUB0368HS2P-UL |  | 13.45 | 20.3 | 10.7 | Yes | Both | 4 | 700 | 900 | 150 | 350 | 2025-01-01
216763248 | TOSHIBA CARRIER | MCY-MUB0488HS2P-UL |  | 12.15 | 19.45 | 10.7 | Yes | Both | 4 | 700 | 900 | 150 | 350 | 2025-01-01
216763249 | TOSHIBA CARRIER | MCY-MUB0608HS2P-UL |  | 10.55 | 19.05 | 10.1 | No | N/A | 4 | 700 | 900 | 150 | 350 | 2025-01-01
10053545 | TOSHIBA CARRIER | MCY-MAP0607HS-UL |  | 10.3 | 18.4 | 9.8 | No | N/A | 3 | 600 | 800 | 150 | 350 | 2025-01-01
10049878 | TOSHIBA CARRIER | MCY-MAP0367HS-UL |  | 12.1 | 20.1 | 10.9 | Yes | No | 4 | 700 | 900 | 150 | 350 | 2025-01-01
10052878 | TOSHIBA CARRIER | MCY-MAP0487HS-UL |  | 10.2 | 17.2 | 9.5 | No | N/A | 3 | 600 | 800 | 150 | 350 | 2025-01-01
10052879 | TOSHIBA CARRIER | MCY-MAP0487HS-UL |  | 11.9 | 21.1 | 9.4 | Yes | No | 3 | 600 | 800 | 150 | 350 | 2025-01-01
10051633 | TOSHIBA CARRIER | MCY-MAP0367HS-UL |  | 14.3 | 22.8 | 10 | Yes | No | 4 | 700 | 900 | 150 | 350 | 2025-01-01
10053546 | TOSHIBA CARRIER | MCY-MAP0607HS-UL |  | 12.3 | 23.1 | 10.6 | No | N/A | 4 | 700 | 900 | 150 | 350 | 2025-01-01
216760287 | TOSHIBA CARRIER | MCY-MUB0368HS2P-UL |  | 17.2 | 29.7 | 12.2 | Yes | Both | 4 | 700 | 900 | 150 | 350 | 2025-01-01
216760288 | TOSHIBA CARRIER | MCY-MUB0488HS2P-UL |  | 13.9 | 25.5 | 11.25 | Yes | Both | 4 | 700 | 900 | 150 | 350 | 2025-01-01
216760289 | TOSHIBA CARRIER | MCY-MUB0608HS2P-UL |  | 12.65 | 23.95 | 10.8 | Yes | Both | 4 | 700 | 900 | 150 | 350 | 2025-01-01
213350250 | TOSHIBA CARRIER | MCY-MAP0487HS-UL* |  | 13.2 | 22.6 | 10.3 | Yes | No | 4 | 700 | 900 | 150 | 350 | 2025-01-01
213350252 | TOSHIBA CARRIER | MCY-MAP0607HS-UL* |  | 12.3 | 23.1 | 10.6 | Yes | No | 4 | 700 | 900 | 150 | 350 | 2025-01-01
213350249 | TOSHIBA CARRIER | MCY-MAP0367HS-UL* |  | 14.3 | 22.8 | 10 | Yes | Yes | 4 | 700 | 900 | 150 | 350 | 2025-01-01
213350255 | TOSHIBA CARRIER | MCY-MAP0367HS-UL* |  | 13.2 | 21.45 | 10.45 | Yes | Yes | 4 | 700 | 900 | 150 | 350 | 2025-01-01
213350256 | TOSHIBA CARRIER | MCY-MAP0607HS-UL* |  | 11.3 | 20.75 | 10.2 | No | N/A | 4 | 700 | 900 | 150 | 350 | 2025-01-01
213350257 | TOSHIBA CARRIER | MCY-MAP0487HS-UL* |  | 12.45 | 20.25 | 10.15 | Yes | No | 4 | 700 | 900 | 150 | 350 | 2025-01-01
216760291 | TOSHIBA CARRIER | MCY-MUB0368HS2P-UL |  | 15.3 | 25 | 11.45 | Yes | Both | 4 | 700 | 900 | 150 | 350 | 2025-01-01
216763250 | TOSHIBA CARRIER | MCY-MUB0488HS2P-UL |  | 13 | 22.45 | 10.95 | Yes | Both | 4 | 700 | 900 | 150 | 350 | 2025-01-01
216763251 | TOSHIBA CARRIER | MCY-MUB0608HS2P-UL |  | 11.6 | 21.5 | 10.45 | No | N/A | 4 | 700 | 900 | 150 | 350 | 2025-01-01
10096870 | TOSHIBA CARRIER | MCY-MAP0367HS-UL |  | 13.2 | 21.5 | 10.4 | Yes | No | 4 | 700 | 900 | 150 | 350 | 2025-01-01
10157790 | TOSHIBA CARRIER | MCY-MAP0487HS-UL |  | 11.1 | 19.1 | 9.4 | No | N/A | 3 | 600 | 800 | 150 | 350 | 2025-01-01
10190447 | TOSHIBA CARRIER | MCY-MAP0607HS-UL |  | 11.3 | 20.8 | 10.2 | No | N/A | 4 | 700 | 900 | 150 | 350 | 2025-01-01
208459002 | TOSHIBA CARRIER | RAV-SP242AT2P-UL | RAV-SM242KRTP-UL | 11.8 | 22.7 | 10.3 | No | N/A | 4 | 700 | 900 | 150 | 350 | 2025-01-01
208429503 | TOSHIBA CARRIER | RAV-SP122AT2P-UL | RAV-SM122KRTP-UL | 15.7 | 25.2 | 11.1 | No | N/A | 4 | 700 | 900 | 150 | 350 | 2025-01-01
208429504 | TOSHIBA CARRIER | RAV-SP182AT2P-UL | RAV-SM182KRTP-UL | 12 | 23.8 | 10.3 | No | N/A | 4 | 700 | 900 | 150 | 350 | 2025-01-01
208429505 | TOSHIBA CARRIER | RAV-SP242AT2P-UL | RAV-SM242UTP-UL | 13 | 23.7 | 10.7 | No | N/A | 4 | 700 | 900 | 150 | 350 | 2025-01-01
208429506 | TOSHIBA CARRIER | RAV-SP302AT2P-UL | RAV-SM302KRTP-UL | 13.1 | 23.6 | 9.5 | No | N/A | 3 | 600 | 800 | 150 | 350 | 2025-01-01
208429507 | TOSHIBA CARRIER | RAV-SP362AT2P-UL | RAV-SM362KRTP-UL | 10.5 | 22 | 8.9 | No | N/A | 2 | 500 | 700 | 100 | 300 | 2025-01-01
208429508 | TOSHIBA CARRIER | RAV-SP422AT2P-UL | RAV-SM422UTP-UL | 12 | 22.6 | 10.2 | No | N/A | 4 | 700 | 900 | 150 | 350 | 2025-01-01
208429509 | TOSHIBA CARRIER | RAV-SP482AT2P-UL | RAV-SM482UTP-UL | 10.6 | 22.4 | 9.8 | No | N/A | 3 | 600 | 800 | 150 | 350 | 2025-01-01
208447318 | TOSHIBA CARRIER | RAV-SP122AT2P-UL | RAV-SM122BTP-UL | 12.2 | 17.1 | 8.9 | No | N/A | 2 | 500 | 700 | 100 | 300 | 2025-01-01
208447319 | TOSHIBA CARRIER | RAV-SP182AT2P-UL | RAV-SM182UTP-UL | 13.5 | 25.5 | 11.3 | No | N/A | 4 | 700 | 900 | 150 | 350 | 2025-01-01
208447320 | TOSHIBA CARRIER | RAV-SP182AT2P-UL | RAV-SM182CTP-UL | 11.5 | 23.6 | 10.7 | No | N/A | 4 | 700 | 900 | 150 | 350 | 2025-01-01
208447322 | TOSHIBA CARRIER | RAV-SP242AT2P-UL | RAV-SM242CTP-UL | 12.7 | 23.2 | 10.4 | No | N/A | 4 | 700 | 900 | 150 | 350 | 2025-01-01
208447323 | TOSHIBA CARRIER | RAV-SP242AT2P-UL | RAV-SM242BTP-UL | 12.4 | 19.4 | 10.3 | No | N/A | 4 | 700 | 900 | 150 | 350 | 2025-01-01
208447324 | TOSHIBA CARRIER | RAV-SP302AT2P-UL | RAV-SM302UTP-UL | 14 | 23.7 | 11.2 | No | N/A | 4 | 700 | 900 | 150 | 350 | 2025-01-01
208447325 | TOSHIBA CARRIER | RAV-SP302AT2P-UL | RAV-SM302CTP-UL | 13 | 22 | 10.4 | No | N/A | 4 | 700 | 900 | 150 | 350 | 2025-01-01
208447326 | TOSHIBA CARRIER | RAV-SP302AT2P-UL | RAV-SM302BTP-UL | 12.5 | 19.3 | 10.3 | No | N/A | 4 | 700 | 900 | 150 | 350 | 2025-01-01
208447327 | TOSHIBA CARRIER | RAV-SP362AT2P-UL | RAV-SM362UTP-UL | 13.4 | 24.3 | 11.1 | No | N/A | 4 | 700 | 900 | 150 | 350 | 2025-01-01
208447328 | TOSHIBA CARRIER | RAV-SP362AT2P-UL | RAV-SM362CTP-UL | 12.1 | 22.4 | 11.1 | No | N/A | 4 | 700 | 900 | 150 | 350 | 2025-01-01
208447329 | TOSHIBA CARRIER | RAV-SP362AT2P-UL | RAV-SM362BTP-UL | 11 | 17.6 | 9.9 | No | N/A | 3 | 600 | 800 | 150 | 350 | 2025-01-01
208447330 | TOSHIBA CARRIER | RAV-SP422AT2P-UL | RAV-SM422CTP-UL | 9.9 | 19.6 | 10.7 | No | N/A | 4 | 700 | 900 | 150 | 350 | 2025-01-01
208447331 | TOSHIBA CARRIER | RAV-SP422AT2P-UL | RAV-SM422BTP-UL | 9.5 | 16.9 | 9 | No | N/A | 3 | 600 | 800 | 150 | 350 | 2025-01-01
216415456 | TOSHIBA CARRIER | RAV-BP121AT2P-UL | RAV-HB121KRTP-UL | 15.7 | 25.2 | 11 | Yes | Both | 4 | 700 | 900 | 150 | 350 | 2025-01-01
216415458 | TOSHIBA CARRIER | RAV-BP181AT2P-UL | RAV-HB181KRTP-UL | 12 | 23.8 | 10.4 | Yes | Both | 4 | 700 | 900 | 150 | 350 | 2025-01-01
216415459 | TOSHIBA CARRIER | RAV-BP241AT2P-UL | RAV-HB241KRTP-UL | 11.8 | 22.7 | 10.4 | Yes | Both | 4 | 700 | 900 | 150 | 350 | 2025-01-01
216415460 | TOSHIBA CARRIER | RAV-BP301AT2P-UL | RAV-HB301KRTP-UL | 13.1 | 23.6 | 11.1 | Yes | Both | 4 | 700 | 900 | 150 | 350 | 2025-01-01
216415461 | TOSHIBA CARRIER | RAV-BP361AT2P-UL | RAV-HB361KRTP-UL | 11.7 | 22.4 | 11.3 | Yes | Both | 4 | 700 | 900 | 150 | 350 | 2025-01-01
216415462 | TOSHIBA CARRIER | RAV-BP121AT2P-UL | RAV-HB121UTP-UL | 16 | 26 | 12 | Yes | Both | 4 | 700 | 900 | 150 | 350 | 2025-01-01
216415463 | TOSHIBA CARRIER | RAV-BP181AT2P-UL | RAV-HB181UTP-UL | 13.6 | 25.5 | 11.3 | Yes | Both | 4 | 700 | 900 | 150 | 350 | 2025-01-01
216415464 | TOSHIBA CARRIER | RAV-BP241AT2P-UL | RAV-HB241UTP-UL | 13.8 | 24.2 | 11.1 | Yes | Both | 4 | 700 | 900 | 150 | 350 | 2025-01-01
216415465 | TOSHIBA CARRIER | RAV-BP301AT2P-UL | RAV-HB301UTP-UL | 14.1 | 24.5 | 11.8 | Yes | Both | 4 | 700 | 900 | 150 | 350 | 2025-01-01
216415466 | TOSHIBA CARRIER | RAV-BP361AT2P-UL | RAV-HB361UTP-UL | 13.4 | 24.8 | 11.3 | Yes | Both | 4 | 700 | 900 | 150 | 350 | 2025-01-01
216415467 | TOSHIBA CARRIER | RAV-BP421AT2P-UL | RAV-HB421UTP-UL | 12 | 22.6 | 11.2 | Yes | Both | 4 | 700 | 900 | 150 | 350 | 2025-01-01
216415468 | TOSHIBA CARRIER | RAV-BP481AT2P-UL | RAV-HB481UTP-UL | 10.6 | 22.4 | 10.8 | No | N/A | 4 | 700 | 900 | 150 | 350 | 2025-01-01
216415469 | TOSHIBA CARRIER | RAV-BP181AT2P-UL | RAV-HB181CTP-UL | 13.2 | 23.9 | 10.7 | Yes | Both | 4 | 700 | 900 | 150 | 350 | 2025-01-01
216415470 | TOSHIBA CARRIER | RAV-BP241AT2P-UL | RAV-HB241CTP-UL | 13.5 | 23.3 | 11 | Yes | Both | 4 | 700 | 900 | 150 | 350 | 2025-01-01
216415471 | TOSHIBA CARRIER | RAV-BP361AT2P-UL | RAV-HB361CTP-UL | 12.1 | 22.6 | 11.1 | Yes | Both | 4 | 700 | 900 | 150 | 350 | 2025-01-01
216415472 | TOSHIBA CARRIER | RAV-BP421AT2P-UL | RAV-HB421CTP-UL | 9.9 | 20.2 | 11.1 | No | N/A | 4 | 700 | 900 | 150 | 350 | 2025-01-01
216415473 | TOSHIBA CARRIER | RAV-BP481AT2P-UL | RAV-HB481CTP-UL | 9.2 | 19.6 | 10.9 | No | N/A | 4 | 700 | 900 | 150 | 350 | 2025-01-01
216415474 | TOSHIBA CARRIER | RAV-BP121AT2P-UL | RAV-HB121BTP-UL | 12.2 | 17.1 | 9.2 | Yes | Both | 3 | 600 | 800 | 150 | 350 | 2025-01-01
216415475 | TOSHIBA CARRIER | RAV-BP181AT2P-UL | RAV-HB181BTP-UL | 11.7 | 17.1 | 10 | Yes | Both | 4 | 700 | 900 | 150 | 350 | 2025-01-01
216415476 | TOSHIBA CARRIER | RAV-BP241AT2P-UL | RAV-HB241BTP-UL | 12.5 | 19.4 | 10.5 | Yes | Both | 4 | 700 | 900 | 150 | 350 | 2025-01-01
216415477 | TOSHIBA CARRIER | RAV-BP301AT2P-UL | RAV-HB301BTP-UL | 13 | 19.5 | 10.7 | Yes | Both | 4 | 700 | 900 | 150 | 350 | 2025-01-01
216415478 | TOSHIBA CARRIER | RAV-BP361AT2P-UL | RAV-HB361BTP-UL | 11.8 | 18.1 | 10.1 | Yes | Both | 4 | 700 | 900 | 150 | 350 | 2025-01-01
216415479 | TOSHIBA CARRIER | RAV-BP421AT2P-UL | RAV-HB421BTP-UL | 10.3 | 17.4 | 9.4 | No | N/A | 3 | 600 | 800 | 150 | 350 | 2025-01-01
216415480 | TOSHIBA CARRIER | RAV-BP481AT2P-UL | RAV-HB481BTP-UL | 8.8 | 16.5 | 9.2 | No | N/A | 3 | 600 | 800 | 150 | 350 | 2025-01-01
216415516 | TOSHIBA CARRIER | RAV-BP301AT2P-UL | RAV-HB301CTP-UL | 13.1 | 22.1 | 10.8 | Yes | Both | 4 | 700 | 900 | 150 | 350 | 2025-01-01
208447332 | TOSHIBA CARRIER | RAV-SP482AT2P-UL | RAV-SM482CTP-UL | 9.2 | 19.4 | 10.3 | No | N/A | 4 | 700 | 900 | 150 | 350 | 2025-01-01
212117655 | TOSOT | TMVRF-OD36KHP |  | 10.6 | 18 | 8.2 | No | N/A | 1 | 400 | 600 | 100 | 300 | 2025-01-01
212117660 | TOSOT | TMVRF-OD60KHP |  | 9.5 | 18 | 8.5 | No | N/A | 2 | 500 | 700 | 100 | 300 | 2025-01-01
212117657 | TOSOT | TMVRF-OD48KHP |  | 8.8 | 16 | 8.5 | No | N/A | 2 | 500 | 700 | 100 | 300 | 2025-01-01
215399254 | TOSOT | TM24H32MO |  | 12 | 18 | 8.1 | Yes | Both | 1 | 400 | 600 | 100 | 300 | 2025-01-01
215399255 | TOSOT | TM30H32MO |  | 12 | 18 | 8.1 | Yes | Both | 1 | 400 | 600 | 100 | 300 | 2025-01-01
215399256 | TOSOT | TM36H32MO |  | 11.7 | 18 | 8.1 | Yes | Both | 1 | 400 | 600 | 100 | 300 | 2025-01-01
215399257 | TOSOT | TM42H32MO |  | 12 | 18 | 8.1 | Yes | Both | 1 | 400 | 600 | 100 | 300 | 2025-01-01
215399252 | TOSOT | TM18H32MO |  | 11.7 | 18 | 8.1 | Yes | Both | 1 | 400 | 600 | 100 | 300 | 2025-01-01
215708460 | TOSOT | MZ-COSMO18/O |  | 11.7 | 18 | 8.1 | Yes | Both | 1 | 400 | 600 | 100 | 300 | 2025-01-01
215708461 | TOSOT | MZ-COSMO24/O |  | 12 | 18 | 8.1 | Yes | Both | 1 | 400 | 600 | 100 | 300 | 2025-01-01
215708462 | TOSOT | MZ-COSMO30/O |  | 12 | 18 | 8.1 | Yes | Both | 1 | 400 | 600 | 100 | 300 | 2025-01-01
215708463 | TOSOT | MZ-COSMO36/O |  | 11.7 | 18 | 8.1 | Yes | Both | 1 | 400 | 600 | 100 | 300 | 2025-01-01
217194927 | TOSOT | TM18WH21MO |  | 11.7 | 18 | 8.1 | Yes | Both | 1 | 400 | 600 | 100 | 300 | 2025-01-01
217194930 | TOSOT | TM24WH21MO |  | 12 | 18 | 8.1 | Yes | Both | 1 | 400 | 600 | 100 | 300 | 2025-01-01
217194933 | TOSOT | TM30WH21MO |  | 12 | 18 | 8.1 | Yes | Both | 1 | 400 | 600 | 100 | 300 | 2025-01-01
217194936 | TOSOT | TM36WH21MO |  | 11.7 | 18 | 8.1 | Yes | Both | 1 | 400 | 600 | 100 | 300 | 2025-01-01
217194942 | TOSOT | TM48WH21MO |  | 11.7 | 18 | 8.1 | Yes | Both | 1 | 400 | 600 | 100 | 300 | 2025-01-01
217194939 | TOSOT | TM42WH21MO |  | 12 | 18 | 8.1 | Yes | Both | 1 | 400 | 600 | 100 | 300 | 2025-01-01
214717101 | TOSOT | TVRF-V60WL/C |  | 9 | 17 | 8.3 | Yes | Yes | 1 | 400 | 600 | 100 | 300 | 2025-01-01
214717095 | TOSOT | TVRF-V48WL/C |  | 10.5 | 17.1 | 8.55 | Yes | Yes | 2 | 500 | 700 | 100 | 300 | 2025-01-01
214717096 | TOSOT | TVRF-V36WL/C |  | 11.5 | 18.5 | 8.7 | Yes | Yes | 2 | 500 | 700 | 100 | 300 | 2025-01-01
216571396 | TOSOT | TM24D6MO |  | 12 | 18 | 8.1 | Yes | Both | 1 | 400 | 600 | 100 | 300 | 2025-01-01
216571397 | TOSOT | TM30D6MO |  | 12 | 18 | 8.1 | Yes | Both | 1 | 400 | 600 | 100 | 300 | 2025-01-01
216571398 | TOSOT | TM36D6MO |  | 11.7 | 18 | 8.1 | Yes | Both | 1 | 400 | 600 | 100 | 300 | 2025-01-01
216571399 | TOSOT | TM42D6MO |  | 12 | 18 | 8.1 | Yes | Both | 1 | 400 | 600 | 100 | 300 | 2025-01-01
216571394 | TOSOT | TM18D6MO |  | 11.7 | 18 | 8.1 | Yes | Both | 1 | 400 | 600 | 100 | 300 | 2025-01-01
216723143 | TOSOT | TMSCI7H4R24 |  | 12 | 18 | 8.1 | Yes | Both | 1 | 400 | 600 | 100 | 300 | 2025-01-01
216723144 | TOSOT | TMSCI7H4R30 |  | 12 | 18 | 8.1 | Yes | Both | 1 | 400 | 600 | 100 | 300 | 2025-01-01
216723145 | TOSOT | TMSCI7H4R36 |  | 11.7 | 18 | 8.1 | Yes | Both | 1 | 400 | 600 | 100 | 300 | 2025-01-01
216723146 | TOSOT | TMSCI7H4R42 |  | 12 | 18 | 8.1 | Yes | Both | 1 | 400 | 600 | 100 | 300 | 2025-01-01
216723152 | TOSOT | TMSCI7H4R48 |  | 11.7 | 18 | 8.1 | Yes | Both | 1 | 400 | 600 | 100 | 300 | 2025-01-01
216723141 | TOSOT | TMSCI7H4R18 |  | 11.7 | 18 | 8.1 | Yes | Both | 1 | 400 | 600 | 100 | 300 | 2025-01-01
216772306 | TOSOT | TMV-V60WL/NHC-T(U) |  | 9.5 | 17.5 | 8.7 | Yes | Yes | 2 | 500 | 700 | 100 | 300 | 2025-01-01
216618257 | TOSOT | TM48D6MO |  | 11.7 | 18 | 8.1 | Yes | Both | 1 | 400 | 600 | 100 | 300 | 2025-01-01
217101927 | TOSOT | TM48H32MO |  | 11.7 | 18 | 8.1 | Yes | Both | 1 | 400 | 600 | 100 | 300 | 2025-01-01
217101926 | TOSOT | TM48H32MO |  | 12 | 21 | 10 | Yes | Both | 4 | 700 | 900 | 150 | 350 | 2025-01-01
216618256 | TOSOT | TM48D6MO |  | 12 | 21 | 10 | Yes | Both | 4 | 700 | 900 | 150 | 350 | 2025-01-01
216772307 | TOSOT | TMV-V60WL/NHC-T(U) |  | 10.5 | 22.5 | 9.2 | Yes | Yes | 3 | 600 | 800 | 150 | 350 | 2025-01-01
205049535 | TOSOT | TMVRF-OC24KHP |  | 10.5 | 18 | 8.5 | No | N/A | 2 | 500 | 700 | 100 | 300 | 2025-01-01
205048199 | TOSOT | TMVRF-OC28KHP |  | 10.5 | 18 | 8.5 | No | N/A | 2 | 500 | 700 | 100 | 300 | 2025-01-01
204344218 | TOSOT | TM18H5O |  | 12 | 20 | 10 | Yes | Yes | 4 | 700 | 900 | 150 | 350 | 2025-01-01
204344219 | TOSOT | TM24H5O |  | 12 | 20 | 10 | Yes | Yes | 4 | 700 | 900 | 150 | 350 | 2025-01-01
204344220 | TOSOT | TM36H5O |  | 9 | 16 | 8.6 | Yes | Yes | 2 | 500 | 700 | 100 | 300 | 2025-01-01
204344221 | TOSOT | TM42H5O |  | 9 | 16 | 8.6 | Yes | Yes | 2 | 500 | 700 | 100 | 300 | 2025-01-01
211727024 | TOSOT | TM36HMO |  | 12 | 21 | 10 | Yes | No | 4 | 700 | 900 | 150 | 350 | 2025-01-01
211727025 | TOSOT | TM42HMO |  | 12 | 21 | 10 | Yes | No | 4 | 700 | 900 | 150 | 350 | 2025-01-01
216723151 | TOSOT | TMSCI7H4R48 |  | 12 | 21 | 10 | Yes | Both | 4 | 700 | 900 | 150 | 350 | 2025-01-01
216723136 | TOSOT | TMSCI7H4R18 |  | 12 | 21 | 10 | Yes | Both | 4 | 700 | 900 | 150 | 350 | 2025-01-01
216723137 | TOSOT | TMSCI7H4R24 |  | 13.3 | 21 | 10 | Yes | Both | 4 | 700 | 900 | 150 | 350 | 2025-01-01
216723138 | TOSOT | TMSCI7H4R30 |  | 13.6 | 21 | 10 | Yes | Both | 4 | 700 | 900 | 150 | 350 | 2025-01-01
216723139 | TOSOT | TMSCI7H4R36 |  | 12 | 21 | 10 | Yes | Both | 4 | 700 | 900 | 150 | 350 | 2025-01-01
216723140 | TOSOT | TMSCI7H4R42 |  | 13 | 21 | 10 | Yes | Both | 4 | 700 | 900 | 150 | 350 | 2025-01-01
216571390 | TOSOT | TM24D6MO |  | 13.3 | 21 | 10 | Yes | Both | 4 | 700 | 900 | 150 | 350 | 2025-01-01
216571391 | TOSOT | TM30D6MO |  | 13.6 | 21 | 10 | Yes | Both | 4 | 700 | 900 | 150 | 350 | 2025-01-01
216571392 | TOSOT | TM36D6MO |  | 12 | 21 | 10 | Yes | Both | 4 | 700 | 900 | 150 | 350 | 2025-01-01
216571393 | TOSOT | TM42D6MO |  | 13 | 21 | 10 | Yes | Both | 4 | 700 | 900 | 150 | 350 | 2025-01-01
216571389 | TOSOT | TM18D6MO |  | 12 | 21 | 10 | Yes | Both | 4 | 700 | 900 | 150 | 350 | 2025-01-01
214717097 | TOSOT | TVRF-V48WL/C |  | 11.5 | 22 | 9.2 | Yes | Yes | 3 | 600 | 800 | 150 | 350 | 2025-01-01
214717098 | TOSOT | TVRF-V36WL/C |  | 13 | 23 | 9 | Yes | Yes | 3 | 600 | 800 | 150 | 350 | 2025-01-01
217194938 | TOSOT | TM42WH21MO |  | 13 | 21 | 10 | Yes | Both | 4 | 700 | 900 | 150 | 350 | 2025-01-01
217194941 | TOSOT | TM48WH21MO |  | 12 | 21 | 10 | Yes | Both | 4 | 700 | 900 | 150 | 350 | 2025-01-01
217194932 | TOSOT | TM30WH21MO |  | 13.6 | 21 | 10 | Yes | Both | 4 | 700 | 900 | 150 | 350 | 2025-01-01
217194935 | TOSOT | TM36WH21MO |  | 12 | 21 | 10 | Yes | Both | 4 | 700 | 900 | 150 | 350 | 2025-01-01
217194926 | TOSOT | TM18WH21MO |  | 12 | 21 | 10 | Yes | Both | 4 | 700 | 900 | 150 | 350 | 2025-01-01
217194929 | TOSOT | TM24WH21MO |  | 13.3 | 21 | 10 | Yes | Both | 4 | 700 | 900 | 150 | 350 | 2025-01-01
215708456 | TOSOT | MZ-COSMO18/O |  | 12 | 21 | 10 | Yes | Both | 4 | 700 | 900 | 150 | 350 | 2025-01-01
215708457 | TOSOT | MZ-COSMO24/O |  | 13.3 | 21 | 10 | Yes | Both | 4 | 700 | 900 | 150 | 350 | 2025-01-01
215708458 | TOSOT | MZ-COSMO30/O |  | 13.6 | 21 | 10 | Yes | Both | 4 | 700 | 900 | 150 | 350 | 2025-01-01
215708459 | TOSOT | MZ-COSMO36/O |  | 12 | 21 | 10 | Yes | Both | 4 | 700 | 900 | 150 | 350 | 2025-01-01
215399247 | TOSOT | TM18H32MO |  | 12 | 21 | 10 | Yes | Both | 4 | 700 | 900 | 150 | 350 | 2025-01-01
215399248 | TOSOT | TM24H32MO |  | 13.3 | 21 | 10 | Yes | Both | 4 | 700 | 900 | 150 | 350 | 2025-01-01
215399249 | TOSOT | TM30H32MO |  | 13.6 | 21 | 10 | Yes | Both | 4 | 700 | 900 | 150 | 350 | 2025-01-01
215399250 | TOSOT | TM36H32MO |  | 12 | 21 | 10 | Yes | Both | 4 | 700 | 900 | 150 | 350 | 2025-01-01
215399251 | TOSOT | TM42H32MO |  | 13 | 21 | 10 | Yes | Both | 4 | 700 | 900 | 150 | 350 | 2025-01-01
214720259 | TOSOT | MZ-M18/O |  | 12 | 21 | 10 | Yes | Both | 4 | 700 | 900 | 150 | 350 | 2025-01-01
214720257 | TOSOT | MZ-M24/O |  | 12.5 | 21 | 10 | Yes | No | 4 | 700 | 900 | 150 | 350 | 2025-01-01
214720255 | TOSOT | MZ-M30/O |  | 12.5 | 21 | 10 | Yes | No | 4 | 700 | 900 | 150 | 350 | 2025-01-01
214720253 | TOSOT | MZ-M36/O |  | 12 | 21 | 10 | Yes | No | 4 | 700 | 900 | 150 | 350 | 2025-01-01
214389463 | TOSOT | TM18HPO |  | 12 | 21 | 10 | Yes | Both | 4 | 700 | 900 | 150 | 350 | 2025-01-01
214608822 | TOSOT | TVRF-V60WL/C |  | 11 | 21 | 9.2 | Yes | Yes | 3 | 600 | 800 | 150 | 350 | 2025-01-01
212117658 | TOSOT | TMVRF-OD60KHP |  | 10.5 | 20 | 9.8 | No | N/A | 3 | 600 | 800 | 150 | 350 | 2025-01-01
212117654 | TOSOT | TMVRF-OD36KHP |  | 11.5 | 22 | 9.8 | No | N/A | 3 | 600 | 800 | 150 | 350 | 2025-01-01
212117656 | TOSOT | TMVRF-OD48KHP |  | 10.5 | 22 | 9.8 | No | N/A | 3 | 600 | 800 | 150 | 350 | 2025-01-01
211727021 | TOSOT | TM18HMO |  | 12 | 21 | 10 | Yes | Both | 4 | 700 | 900 | 150 | 350 | 2025-01-01
211727022 | TOSOT | TM24HMO |  | 12.5 | 21 | 10 | Yes | No | 4 | 700 | 900 | 150 | 350 | 2025-01-01
211727023 | TOSOT | TM30HMO |  | 12.5 | 21 | 10 | Yes | No | 4 | 700 | 900 | 150 | 350 | 2025-01-01
211164239 | TOSOT | TM18HX4O |  | 12 | 21 | 10 | Yes | Both | 4 | 700 | 900 | 150 | 350 | 2025-01-01
211164240 | TOSOT | TM24HX4O |  | 12.5 | 21 | 10 | Yes | No | 4 | 700 | 900 | 150 | 350 | 2025-01-01
211164241 | TOSOT | TM30HX4O |  | 12.5 | 21 | 10 | Yes | No | 4 | 700 | 900 | 150 | 350 | 2025-01-01
211164242 | TOSOT | TM36HX4O |  | 12 | 21 | 10 | Yes | No | 4 | 700 | 900 | 150 | 350 | 2025-01-01
211164243 | TOSOT | TM42HX4O |  | 12 | 21 | 10 | Yes | No | 4 | 700 | 900 | 150 | 350 | 2025-01-01
211174356 | TOSOT | TM18HX4O |  | 11.5 | 18.5 | 9 | No | N/A | 3 | 600 | 800 | 150 | 350 | 2025-01-01
211174357 | TOSOT | TM24HX4O |  | 11.75 | 18.5 | 9 | No | N/A | 3 | 600 | 800 | 150 | 350 | 2025-01-01
211174358 | TOSOT | TM30HX4O |  | 11.75 | 18.5 | 9 | No | N/A | 3 | 600 | 800 | 150 | 350 | 2025-01-01
211174359 | TOSOT | TM36HX4O |  | 11.5 | 18.5 | 9 | No | N/A | 3 | 600 | 800 | 150 | 350 | 2025-01-01
211174360 | TOSOT | TM42HX4O |  | 11.5 | 18.5 | 9 | No | N/A | 3 | 600 | 800 | 150 | 350 | 2025-01-01
211727027 | TOSOT | TM24HMO |  | 11.75 | 18.5 | 9 | No | N/A | 3 | 600 | 800 | 150 | 350 | 2025-01-01
211727028 | TOSOT | TM30HMO |  | 11.75 | 18.5 | 9 | No | N/A | 3 | 600 | 800 | 150 | 350 | 2025-01-01
211727029 | TOSOT | TM36HMO |  | 11.5 | 18.5 | 9 | No | N/A | 3 | 600 | 800 | 150 | 350 | 2025-01-01
211727030 | TOSOT | TM42HMO |  | 11.5 | 18.5 | 9 | No | N/A | 3 | 600 | 800 | 150 | 350 | 2025-01-01
214389464 | TOSOT | TM18HPO |  | 12 | 21 | 9 | No | N/A | 3 | 600 | 800 | 150 | 350 | 2025-01-01
214771563 | TOSOT | MZ-M36/O |  | 11.5 | 18.5 | 9 | No | N/A | 3 | 600 | 800 | 150 | 350 | 2025-01-01
214771564 | TOSOT | MZ-M30/O |  | 11.75 | 18.5 | 9 | No | N/A | 3 | 600 | 800 | 150 | 350 | 2025-01-01
214771565 | TOSOT | MZ-M24/O |  | 11.75 | 18.5 | 9 | No | N/A | 3 | 600 | 800 | 150 | 350 | 2025-01-01
214771566 | TOSOT | MZ-M18/O |  | 11.5 | 18.5 | 9 | No | N/A | 3 | 600 | 800 | 150 | 350 | 2025-01-01
215399258 | TOSOT | TM24H32MO |  | 12.2 | 19 | 9 | Yes | Both | 3 | 600 | 800 | 150 | 350 | 2025-01-01
215399259 | TOSOT | TM30H32MO |  | 12.2 | 19 | 9 | Yes | Both | 3 | 600 | 800 | 150 | 350 | 2025-01-01
215399260 | TOSOT | TM36H32MO |  | 11.8 | 19 | 9 | Yes | Both | 3 | 600 | 800 | 150 | 350 | 2025-01-01
215399261 | TOSOT | TM42H32MO |  | 12.2 | 19 | 9 | Yes | Both | 3 | 600 | 800 | 150 | 350 | 2025-01-01
215399253 | TOSOT | TM18H32MO |  | 11.8 | 19 | 9 | Yes | Both | 3 | 600 | 800 | 150 | 350 | 2025-01-01
215708464 | TOSOT | MZ-COSMO18/O |  | 11.8 | 19 | 9 | Yes | Both | 3 | 600 | 800 | 150 | 350 | 2025-01-01
215708465 | TOSOT | MZ-COSMO24/O |  | 12.2 | 19 | 9 | Yes | Both | 3 | 600 | 800 | 150 | 350 | 2025-01-01
215708466 | TOSOT | MZ-COSMO30/O |  | 12.2 | 19 | 9 | Yes | Both | 3 | 600 | 800 | 150 | 350 | 2025-01-01
215708467 | TOSOT | MZ-COSMO36/O |  | 11.8 | 19 | 9 | Yes | Both | 3 | 600 | 800 | 150 | 350 | 2025-01-01
217194928 | TOSOT | TM18WH21MO |  | 11.8 | 19 | 9 | Yes | Both | 3 | 600 | 800 | 150 | 350 | 2025-01-01
217194937 | TOSOT | TM36WH21MO |  | 11.8 | 19 | 9 | Yes | Both | 3 | 600 | 800 | 150 | 350 | 2025-01-01
217194934 | TOSOT | TM30WH21MO |  | 12.2 | 19 | 9 | Yes | Both | 3 | 600 | 800 | 150 | 350 | 2025-01-01
217194931 | TOSOT | TM24WH21MO |  | 12.2 | 19 | 9 | Yes | Both | 3 | 600 | 800 | 150 | 350 | 2025-01-01
217194943 | TOSOT | TM48WH21MO |  | 11.8 | 19 | 9 | Yes | Both | 3 | 600 | 800 | 150 | 350 | 2025-01-01
217194940 | TOSOT | TM42WH21MO |  | 12.2 | 19 | 9 | Yes | Both | 3 | 600 | 800 | 150 | 350 | 2025-01-01
214717099 | TOSOT | TVRF-V48WL/C |  | 11 | 19.55 | 8.88 | No | N/A | 2 | 500 | 700 | 100 | 300 | 2025-01-01
214717100 | TOSOT | TVRF-V36WL/C |  | 12.25 | 20.75 | 8.85 | No | N/A | 2 | 500 | 700 | 100 | 300 | 2025-01-01
214717102 | TOSOT | TVRF-V60WL/C |  | 10 | 19 | 8.75 | No | N/A | 2 | 500 | 700 | 100 | 300 | 2025-01-01
216571400 | TOSOT | TM24D6MO |  | 12.2 | 19 | 9 | Yes | Both | 3 | 600 | 800 | 150 | 350 | 2025-01-01
216571401 | TOSOT | TM30D6MO |  | 12.2 | 19 | 9 | Yes | Both | 3 | 600 | 800 | 150 | 350 | 2025-01-01
216571402 | TOSOT | TM36D6MO |  | 11.8 | 19 | 9 | Yes | Both | 3 | 600 | 800 | 150 | 350 | 2025-01-01
216571403 | TOSOT | TM42D6MO |  | 12.2 | 19 | 9 | Yes | Both | 3 | 600 | 800 | 150 | 350 | 2025-01-01
216571395 | TOSOT | TM18D6MO |  | 11.8 | 19 | 9 | Yes | Both | 3 | 600 | 800 | 150 | 350 | 2025-01-01
216723147 | TOSOT | TMSCI7H4R24 |  | 12.2 | 19 | 9 | Yes | Both | 3 | 600 | 800 | 150 | 350 | 2025-01-01
216723148 | TOSOT | TMSCI7H4R30 |  | 12.2 | 19 | 9 | Yes | Both | 3 | 600 | 800 | 150 | 350 | 2025-01-01
216723149 | TOSOT | TMSCI7H4R36 |  | 11.8 | 19 | 9 | Yes | Both | 3 | 600 | 800 | 150 | 350 | 2025-01-01
216723150 | TOSOT | TMSCI7H4R42 |  | 12.2 | 19 | 9 | Yes | Both | 3 | 600 | 800 | 150 | 350 | 2025-01-01
216723153 | TOSOT | TMSCI7H4R48 |  | 11.8 | 19 | 9 | Yes | Both | 3 | 600 | 800 | 150 | 350 | 2025-01-01
216723142 | TOSOT | TMSCI7H4R18 |  | 11.8 | 19 | 9 | Yes | Both | 3 | 600 | 800 | 150 | 350 | 2025-01-01
211727026 | TOSOT | TM18HMO |  | 11.5 | 18.5 | 9 | No | N/A | 3 | 600 | 800 | 150 | 350 | 2025-01-01
216618258 | TOSOT | TM48D6MO |  | 11.8 | 19 | 9 | Yes | Both | 3 | 600 | 800 | 150 | 350 | 2025-01-01
217101928 | TOSOT | TM48H32MO |  | 11.8 | 19 | 9 | Yes | Both | 3 | 600 | 800 | 150 | 350 | 2025-01-01
217115273 | TOSOT | TMV-V60WL/NHC-T(U) |  | 10 | 20 | 8.95 | Yes | Yes | 2 | 500 | 700 | 100 | 300 | 2025-01-01
217120763 | TOSOT | TW09WH25A1AO | TW09WH25A1AI | 15 | 27 | 10.5 | Yes | Both | 4 | 700 | 900 | 150 | 350 | 2025-01-01
217120764 | TOSOT | TW09WH25A1DO | TW09WH25A1DI | 15 | 26 | 10.4 | Yes | Both | 4 | 700 | 900 | 150 | 350 | 2025-01-01
217120765 | TOSOT | TW12WH25A1DO | TW12WH25A1DI | 13 | 24.5 | 9.5 | Yes | Both | 3 | 600 | 800 | 150 | 350 | 2025-01-01
217120766 | TOSOT | TW12WH25A1AO | TW12WH25A1AI | 13 | 24.5 | 9.5 | Yes | Both | 3 | 600 | 800 | 150 | 350 | 2025-01-01
217120767 | TOSOT | TW09WH19D6DO | TW09WH19D6DI | 12.5 | 20.5 | 8.8 | No | N/A | 2 | 500 | 700 | 100 | 300 | 2025-01-01
217120768 | TOSOT | TW09WH19D6AO | TW09WH19D6AI | 11.9 | 20.5 | 8.8 | No | N/A | 2 | 500 | 700 | 100 | 300 | 2025-01-01
217120769 | TOSOT | TW18WH25A1DO | TW18WH25A1DI | 13.65 | 24.5 | 9 | Yes | Both | 3 | 600 | 800 | 150 | 350 | 2025-01-01
217120770 | TOSOT | TW36WH19D6DO | TW36WH19D6DI | 10.6 | 21 | 8.5 | Yes | Yes | 2 | 500 | 700 | 100 | 300 | 2025-01-01
217120771 | TOSOT | TW24WH19D6DO | TW24WH19D6DI | 11.9 | 19 | 8.5 | No | N/A | 2 | 500 | 700 | 100 | 300 | 2025-01-01
217120772 | TOSOT | TW12WH19D6DO | TW12WH19D6DI | 9.75 | 19 | 8.5 | No | N/A | 2 | 500 | 700 | 100 | 300 | 2025-01-01
217120773 | TOSOT | TW12WH19D6AO | TW12WH19D6AI | 9.3 | 19 | 8.5 | No | N/A | 2 | 500 | 700 | 100 | 300 | 2025-01-01
217120774 | TOSOT | TW18WH19D6DO | TW18WH19D6DI | 12.35 | 20 | 8.5 | No | N/A | 2 | 500 | 700 | 100 | 300 | 2025-01-01
217120775 | TOSOT | TW30WH19D6DO | TW30WH19D6DI | 10.9 | 22 | 9 | No | N/A | 3 | 600 | 800 | 150 | 350 | 2025-01-01
217120776 | TOSOT | TW09WH29D6DO | TW09WH29D6DI | 16.8 | 30 | 11.2 | Yes | Both | 4 | 700 | 900 | 150 | 350 | 2025-01-01
217120777 | TOSOT | TW12WH29D6DO | TW12WH29D6DI | 15.2 | 28 | 10 | Yes | Both | 4 | 700 | 900 | 150 | 350 | 2025-01-01
217120778 | TOSOT | TW24WH29D6DO | TW24WH29D6DI | 13.95 | 27 | 10 | Yes | Yes | 4 | 700 | 900 | 150 | 350 | 2025-01-01
217120779 | TOSOT | TW18WH29D6DO | TW18WH29D6DI | 14.3 | 27.5 | 10 | Yes | Yes | 4 | 700 | 900 | 150 | 350 | 2025-01-01
217120780 | TOSOT | TW24WH25A1DO | TW24WH25A1DI | 12 | 23.5 | 9 | Yes | Both | 3 | 600 | 800 | 150 | 350 | 2025-01-01
217052506 | TOSOT | TWH18ATD19R32A3DO | TWH18ATD19R32A3DI | 12.35 | 20 | 8.5 | No | N/A | 2 | 500 | 700 | 100 | 300 | 2025-01-01
217052507 | TOSOT | TWH24ATE19R32A3DO | TWH24ATE19R32A3DI | 11.9 | 19 | 8.5 | No | N/A | 2 | 500 | 700 | 100 | 300 | 2025-01-01
217052505 | TOSOT | TWH12ATC19R32A3AO | TWH12ATC19R32A3AI | 9.3 | 19 | 8.5 | No | N/A | 2 | 500 | 700 | 100 | 300 | 2025-01-01
217022896 | TOSOT | SU-COSMO9-115/O | SU-COSMO9-115/I | 11.9 | 20.5 | 8.8 | No | N/A | 2 | 500 | 700 | 100 | 300 | 2025-01-01
217022897 | TOSOT | SU-COSMO9-230/O | SU-COSMO9-230/I | 12.5 | 20.5 | 8.8 | No | N/A | 2 | 500 | 700 | 100 | 300 | 2025-01-01
217022898 | TOSOT | SU-COSMO12-115/O | SU-COSMO12-115/I | 9.3 | 19 | 8.5 | No | N/A | 2 | 500 | 700 | 100 | 300 | 2025-01-01
217022899 | TOSOT | SU-COSMO12-230/O | SU-COSMO12-230/I | 9.75 | 19 | 8.5 | No | N/A | 2 | 500 | 700 | 100 | 300 | 2025-01-01
217022900 | TOSOT | SU-COSMO18-230/O | SU-COSMO18-230/I | 12.35 | 20 | 8.5 | No | N/A | 2 | 500 | 700 | 100 | 300 | 2025-01-01
217022901 | TOSOT | SU-COSMO24-230/O | SU-COSMO24-230/I | 11.9 | 19 | 8.5 | No | N/A | 2 | 500 | 700 | 100 | 300 | 2025-01-01
217023699 | TOSOT | SU-AORAKI9-115/O | SU-AORAKI9-115/I | 15 | 27 | 10.5 | Yes | Both | 4 | 700 | 900 | 150 | 350 | 2025-01-01
217023700 | TOSOT | SU-AORAKI9-230/O | SU-AORAKI9-230/I | 15 | 26 | 10.4 | Yes | Both | 4 | 700 | 900 | 150 | 350 | 2025-01-01
217023701 | TOSOT | SU-AORAKI12-115/O | SU-AORAKI12-115/I | 13 | 24.5 | 9.5 | Yes | Both | 3 | 600 | 800 | 150 | 350 | 2025-01-01
217023702 | TOSOT | SU-AORAKI12-230/O | SU-AORAKI12-230/I | 13 | 24.5 | 9.5 | Yes | Both | 3 | 600 | 800 | 150 | 350 | 2025-01-01
217023703 | TOSOT | SU-AORAKI18-230/O | SU-AORAKI18-230/I | 13.65 | 24.5 | 9 | Yes | Both | 3 | 600 | 800 | 150 | 350 | 2025-01-01
216684148 | TOSOT | TACCI7H4R24 | TACEM7H4R24 | 11.9 | 19 | 8.5 | No | N/A | 2 | 500 | 700 | 100 | 300 | 2025-01-01
216684149 | TOSOT | TACCI7H4R30 | TACEM7H4R30-S | 10.9 | 22 | 9 | No | N/A | 3 | 600 | 800 | 150 | 350 | 2025-01-01
216684150 | TOSOT | TACCI7H4R36 | TACEM7H4R36-S | 10.6 | 21 | 8.5 | Yes | Yes | 2 | 500 | 700 | 100 | 300 | 2025-01-01
216684151 | TOSOT | TAVCI7H4R24 | TAVEM7H4R24-S | 12 | 23.5 | 9 | Yes | No | 3 | 600 | 800 | 150 | 350 | 2025-01-01
216684152 | TOSOT | TACCI7H1R09 | TACEM7H1R09 | 11.9 | 20.5 | 8.8 | No | N/A | 2 | 500 | 700 | 100 | 300 | 2025-01-01
216684153 | TOSOT | TACCI7H1R12 | TACEM7H1R12 | 9.3 | 19 | 8.5 | No | N/A | 2 | 500 | 700 | 100 | 300 | 2025-01-01
216684154 | TOSOT | TACCI7H4R09 | TACEM7H4R09 | 12.5 | 20.5 | 8.8 | No | N/A | 2 | 500 | 700 | 100 | 300 | 2025-01-01
216684155 | TOSOT | TACCI7H4R12 | TACEM7H4R12 | 9.75 | 19 | 8.5 | No | N/A | 2 | 500 | 700 | 100 | 300 | 2025-01-01
216684156 | TOSOT | TACCI7H4R18 | TACEM7H4R18 | 12.35 | 20 | 8.5 | No | N/A | 2 | 500 | 700 | 100 | 300 | 2025-01-01
216684157 | TOSOT | TAVCI7H1R09 | TAVEM7H1R09-S | 15 | 27 | 10.5 | Yes | Both | 4 | 700 | 900 | 150 | 350 | 2025-01-01
216684158 | TOSOT | TAVCI7H1R12 | TAVEM7H1R12-S | 13 | 24.5 | 9.5 | Yes | Both | 3 | 600 | 800 | 150 | 350 | 2025-01-01
216684159 | TOSOT | TAVCI7H4R09 | TAVEM7H4R09-S | 15 | 26 | 10.4 | Yes | Both | 4 | 700 | 900 | 150 | 350 | 2025-01-01
216684160 | TOSOT | TAVCI7H4R18 | TAVEM7H4R18-S | 13.65 | 24.5 | 9 | Yes | Both | 3 | 600 | 800 | 150 | 350 | 2025-01-01
216607215 | TOSOT | TAVCI7H4R12 | TAVEM7H4R12-S | 13 | 24.5 | 9.5 | Yes | Both | 3 | 600 | 800 | 150 | 350 | 2025-01-01
216772248 | TOSOT | SU-AORAKI24-230/O | SU-AORAKI24-230/I | 12 | 23.5 | 9 | Yes | Both | 3 | 600 | 800 | 150 | 350 | 2025-01-01
216768206 | TOSOT | TWH30AT19D6DO | TWH30AT19D6DI | 10.9 | 22 | 9 | No | N/A | 3 | 600 | 800 | 150 | 350 | 2025-01-01
211177518 | TOSOT | TW09HXP2A1AO | TW09HXP2A1AI | 14.55 | 27 | 10 | Yes | Both | 4 | 700 | 900 | 150 | 350 | 2025-01-01
211177519 | TOSOT | TW12HXP2A1AO | TW12HXP2A1AI | 12 | 24 | 9 | Yes | Yes | 3 | 600 | 800 | 150 | 350 | 2025-01-01
211177520 | TOSOT | TW09HXP2A1DO | TW09HXP2A1DI | 14.7 | 25.5 | 10.2 | Yes | Both | 4 | 700 | 900 | 150 | 350 | 2025-01-01
204782633 | TOSOT | TW30HQ3B2DO | TW30HQ3B2DI | 10.6 | 20 | 8.5 | No | N/A | 2 | 500 | 700 | 100 | 300 | 2025-01-01
204782634 | TOSOT | TW36HQ3B2DO | TW36HQ3B2DI | 10.25 | 18 | 8.5 | No | N/A | 2 | 500 | 700 | 100 | 300 | 2025-01-01
10062018 | TOSOT | TW09HQ3D6DO | TW09HQ3D6DI | 16.6 | 27 | 11 | No | N/A | 4 | 700 | 900 | 150 | 350 | 2025-01-01
10062019 | TOSOT | TW12HQ3D6DO | TW12HQ3D6DI | 14 | 24 | 8.5 | No | N/A | 2 | 500 | 700 | 100 | 300 | 2025-01-01
10062020 | TOSOT | TW18HQ3D6DO | TW18HQ3D6DI | 13.5 | 22 | 10 | Yes | Yes | 4 | 700 | 900 | 150 | 350 | 2025-01-01
10062021 | TOSOT | TW24HQ3D6DO | TW24HQ3D6DI | 13 | 21.5 | 9.5 | Yes | Yes | 3 | 600 | 800 | 150 | 350 | 2025-01-01
216768205 | TOSOT | TWH36AT19D6DO | TWH36AT19D6DI | 10.6 | 21 | 8.5 | No | N/A | 2 | 500 | 700 | 100 | 300 | 2025-01-01
9108745 | TOSOT | TW09HQ2C2DO | TW09HQ2C2DI | 14 | 23 | 8.5 | Yes | Both | 2 | 500 | 700 | 100 | 300 | 2025-01-01
9108746 | TOSOT | TW12HQ2C2DO | TW12HQ2C2DI | 12 | 21.5 | 8.5 | Yes | Yes | 2 | 500 | 700 | 100 | 300 | 2025-01-01
9108747 | TOSOT | TW18HQ2C2DO | TW18HQ2C2DI | 12.5 | 20 | 8.3 | No | N/A | 1 | 400 | 600 | 100 | 300 | 2025-01-01
9108748 | TOSOT | TW24HQ2C2DO | TW24HQ2C2DI | 12.5 | 20 | 8.5 | Yes | No | 2 | 500 | 700 | 100 | 300 | 2025-01-01
216732443 | TOSOT | TACCI7H4R30 | TAPED7H4R30-S | 11.25 | 18.5 | 8.5 | No | N/A | 2 | 500 | 700 | 100 | 300 | 2025-01-01
216732445 | TOSOT | TACCI7H4R30 | TAPEC7H4R30-4WS | 11.25 | 22.5 | 8.5 | No | N/A | 2 | 500 | 700 | 100 | 300 | 2025-01-01
216732446 | TOSOT | TAVCI7H4R24 | TAPED7H4R24-S | 12.3 | 19.5 | 9 | No | N/A | 3 | 600 | 800 | 150 | 350 | 2025-01-01
216732447 | TOSOT | TAVCI7H4R24 | TAPEC7H4R24-4WS | 11.6 | 22.5 | 9 | No | N/A | 3 | 600 | 800 | 150 | 350 | 2025-01-01
216732448 | TOSOT | TAVCI7H4R24 | TAPEL7H4R24-S | 12.6 | 22.5 | 9.5 | No | N/A | 3 | 600 | 800 | 150 | 350 | 2025-01-01
216732449 | TOSOT | TAVCI7H4R12 | TAPED7H4R12-S | 13 | 21 | 9 | No | N/A | 3 | 600 | 800 | 150 | 350 | 2025-01-01
216732450 | TOSOT | TAVCI7H4R12 | TAPEC7H4R12-4WS | 13 | 23 | 9 | No | N/A | 3 | 600 | 800 | 150 | 350 | 2025-01-01
216732451 | TOSOT | TAVCI7H4R12 | TAPEC7H4R12-1WS | 12.3 | 21.5 | 9.5 | No | N/A | 3 | 600 | 800 | 150 | 350 | 2025-01-01
216732452 | TOSOT | TAVCI7H4R12 | TAPEL7H4R12-S | 13 | 23 | 9.5 | No | N/A | 3 | 600 | 800 | 150 | 350 | 2025-01-01
216732453 | TOSOT | TAVCI7H4R12 | TAPES7H4R12-S | 13 | 23 | 9 | No | N/A | 3 | 600 | 800 | 150 | 350 | 2025-01-01
216732454 | TOSOT | TAVCI7H4R09 | TAPEC7H4R09-4WS | 15 | 24 | 9.2 | Yes | Yes | 3 | 600 | 800 | 150 | 350 | 2025-01-01
216732455 | TOSOT | TAVCI7H4R09 | TAPEC7H4R09-1WS | 13.1 | 22 | 9.5 | Yes | Yes | 3 | 600 | 800 | 150 | 350 | 2025-01-01
216732456 | TOSOT | TAVCI7H4R09 | TAPEL7H4R09-S | 14.2 | 25 | 9.6 | Yes | Yes | 3 | 600 | 800 | 150 | 350 | 2025-01-01
216732457 | TOSOT | TAVCI7H4R09 | TAPES7H4R09-S | 15 | 23 | 9.4 | Yes | Yes | 3 | 600 | 800 | 150 | 350 | 2025-01-01
216732458 | TOSOT | TAVCI7H4R09 | TAPED7H4R09-S | 14.2 | 22 | 9.2 | Yes | Yes | 3 | 600 | 800 | 150 | 350 | 2025-01-01
216732459 | TOSOT | TAVCI7H4R18 | TAPEC7H4R18-1WS | 10.9 | 21.5 | 8.5 | No | N/A | 2 | 500 | 700 | 100 | 300 | 2025-01-01
216732460 | TOSOT | TAVCI7H4R18 | TAPEC7H4R18-4WS | 10.9 | 21 | 9 | No | N/A | 3 | 600 | 800 | 150 | 350 | 2025-01-01
216732461 | TOSOT | TAVCI7H4R18 | TAPED7H4R18-S | 14 | 22.5 | 9 | No | N/A | 3 | 600 | 800 | 150 | 350 | 2025-01-01
216732462 | TOSOT | TAVCI7H4R18 | TAPED7H4R21-S | 12.6 | 21 | 9 | No | N/A | 3 | 600 | 800 | 150 | 350 | 2025-01-01
216732463 | TOSOT | TAVCI7H4R18 | TAPEL7H4R18-S | 12.8 | 21.5 | 9.5 | No | N/A | 3 | 600 | 800 | 150 | 350 | 2025-01-01
216732464 | TOSOT | TAVCI7H4R18 | TAPES7H4R18-S | 11.6 | 21.5 | 8.5 | No | N/A | 2 | 500 | 700 | 100 | 300 | 2025-01-01
216732465 | TOSOT | TAVCI7H4R18 | TAPEC7H4R20-1WS | 10.9 | 21.5 | 8.5 | No | N/A | 2 | 500 | 700 | 100 | 300 | 2025-01-01
216732440 | TOSOT | TACCI7H4R36 | TAPED7H4R36-S | 11.95 | 20 | 8.5 | No | N/A | 2 | 500 | 700 | 100 | 300 | 2025-01-01
216732441 | TOSOT | TACCI7H4R36 | TAPEC7H4R36-4WS | 11.95 | 21 | 8.5 | No | N/A | 2 | 500 | 700 | 100 | 300 | 2025-01-01
216732442 | TOSOT | TACCI7H4R36 | TAPEL7H4R36-S | 11.25 | 21 | 8.5 | No | N/A | 2 | 500 | 700 | 100 | 300 | 2025-01-01
216760023 | TOSOT | TW12HP32A2DOC | TW12HCL32A1DIC | 13 | 24.5 | 9.5 | Yes | Yes | 3 | 600 | 800 | 150 | 350 | 2025-01-01
216573587 | TOSOT | SU-COSMO36-230/O | SU-COSMO36-230/I | 10.6 | 21 | 8.5 | Yes | Yes | 2 | 500 | 700 | 100 | 300 | 2025-01-01
216573588 | TOSOT | SU-COSMO30-230/O | SU-COSMO30-230/I | 10.9 | 22 | 9 | No | N/A | 3 | 600 | 800 | 150 | 350 | 2025-01-01
216573589 | TOSOT | SU-COSMO36-230/O | SU-COSMO36FS/I | 12 | 20 | 8.5 | No | N/A | 2 | 500 | 700 | 100 | 300 | 2025-01-01
216573590 | TOSOT | SU-COSMO36-230/O | SU-COSMO36D/I | 11.95 | 20 | 8.5 | No | N/A | 2 | 500 | 700 | 100 | 300 | 2025-01-01
216573591 | TOSOT | SU-COSMO36-230/O | SU-COSMO36C/I | 11.95 | 21 | 8.5 | No | N/A | 2 | 500 | 700 | 100 | 300 | 2025-01-01
216030790 | TOSOT | TW09HP32A2DOC | TW09HP32A2DIC | 15 | 26 | 10.4 | Yes | Both | 4 | 700 | 900 | 150 | 350 | 2025-01-01
216030791 | TOSOT | TWH09AT19A6AO | TWH09AT19A6AI | 11.9 | 20.5 | 8.8 | No | N/A | 2 | 500 | 700 | 100 | 300 | 2025-01-01
216030792 | TOSOT | TW09HC32A5AOC | TW09HC32A5AIC | 11.9 | 20.5 | 8.8 | No | N/A | 2 | 500 | 700 | 100 | 300 | 2025-01-01
216030793 | TOSOT | TWH09AT19D6DO | TWH09AT19D6DI | 12.5 | 20.5 | 8.8 | No | N/A | 2 | 500 | 700 | 100 | 300 | 2025-01-01
216030794 | TOSOT | TW09HC32A5DOC | TW09HC32A5DIC | 12.5 | 20.5 | 8.8 | No | N/A | 2 | 500 | 700 | 100 | 300 | 2025-01-01
216030795 | TOSOT | TWH09AG25A6AO | TWH09AG25A6AI | 15 | 27 | 10.5 | Yes | Both | 4 | 700 | 900 | 150 | 350 | 2025-01-01
216030796 | TOSOT | TWH09AG25D6DO | TWH09AG25D6DI | 15 | 26 | 10.4 | Yes | Both | 4 | 700 | 900 | 150 | 350 | 2025-01-01
216030797 | TOSOT | TW09HAY32A1DOC | TW09HAY32A1DIC | 16.8 | 30 | 11.2 | Yes | Both | 4 | 700 | 900 | 150 | 350 | 2025-01-01
216030798 | TOSOT | TW12HP32A2DOC | TW12HP32A2DIC | 13 | 24.5 | 9.5 | Yes | Both | 3 | 600 | 800 | 150 | 350 | 2025-01-01
216030799 | TOSOT | TWH12AT19A6AO | TWH12AT19A6AI | 9.3 | 19 | 8.5 | No | N/A | 2 | 500 | 700 | 100 | 300 | 2025-01-01
216030800 | TOSOT | TW12HC32A5AOC | TW12HC32A5AIC | 9.3 | 19 | 8.5 | No | N/A | 2 | 500 | 700 | 100 | 300 | 2025-01-01
216030801 | TOSOT | TWH12AT19D6DO | TWH12AT19D6DI | 9.75 | 19 | 8.5 | No | N/A | 2 | 500 | 700 | 100 | 300 | 2025-01-01
216030802 | TOSOT | TW12HC32A5DOC | TW12HC32A5DIC | 9.75 | 19 | 8.5 | No | N/A | 2 | 500 | 700 | 100 | 300 | 2025-01-01
216030803 | TOSOT | TWH12AG25A6AO | TWH12AG25A6AI | 13 | 24.5 | 9.5 | Yes | Both | 3 | 600 | 800 | 150 | 350 | 2025-01-01
216030804 | TOSOT | TWH12AG25D6DO | TWH12AG25D6DI | 13 | 24.5 | 9.5 | Yes | Both | 3 | 600 | 800 | 150 | 350 | 2025-01-01
216030805 | TOSOT | TW12HAY32A1DOC | TW12HAY32A1DIC | 15.2 | 28 | 10 | Yes | Both | 4 | 700 | 900 | 150 | 350 | 2025-01-01
216030806 | TOSOT | TW18HP32A2DOC | TW18HP32A2DIC | 13.65 | 24.5 | 9 | Yes | Both | 3 | 600 | 800 | 150 | 350 | 2025-01-01
216030807 | TOSOT | TWH18AT19D6DO | TWH18AT19D6DI | 12.35 | 20 | 8.5 | No | N/A | 2 | 500 | 700 | 100 | 300 | 2025-01-01
216030808 | TOSOT | TW18HC32A5DOC | TW18HC32A5DIC | 12.35 | 20 | 8.5 | No | N/A | 2 | 500 | 700 | 100 | 300 | 2025-01-01
216030809 | TOSOT | TWH18AG25D6DO | TWH18AG25D6DI | 13.65 | 24.5 | 9 | Yes | Both | 3 | 600 | 800 | 150 | 350 | 2025-01-01
216030810 | TOSOT | TW18HAY32A1DOC | TW18HAY32A1DIC | 14.3 | 27.5 | 10 | Yes | Yes | 4 | 700 | 900 | 150 | 350 | 2025-01-01
216030811 | TOSOT | TW24HP32A2DOC | TW24HP32A2DIC | 13.65 | 26 | 10 | Yes | Both | 4 | 700 | 900 | 150 | 350 | 2025-01-01
216030812 | TOSOT | TWH24AT19D6DO | TWH24AT19D6DI | 11.9 | 19 | 8.5 | No | N/A | 2 | 500 | 700 | 100 | 300 | 2025-01-01
216030813 | TOSOT | TW24HC32A5DOC | TW24HC32A5DIC | 11.9 | 19 | 8.5 | No | N/A | 2 | 500 | 700 | 100 | 300 | 2025-01-01
216030814 | TOSOT | TW24HAY32A1DOC | TW24HAY32A1DIC | 13.95 | 27 | 10 | Yes | Both | 4 | 700 | 900 | 150 | 350 | 2025-01-01
216030815 | TOSOT | TWH24AG25D6DO | TWH24AG25D6DI | 13.65 | 26 | 10 | Yes | Both | 4 | 700 | 900 | 150 | 350 | 2025-01-01
216426820 | TOSOT | TWH09AV29D6DO | TWH09AV29D6DI | 16.8 | 30 | 11.2 | Yes | Both | 4 | 700 | 900 | 150 | 350 | 2025-01-01
216426822 | TOSOT | TWH12AV29D6DO | TWH12AV29D6DI | 15.2 | 28 | 10 | Yes | Both | 4 | 700 | 900 | 150 | 350 | 2025-01-01
216426823 | TOSOT | TWH24AV29D6DO | TWH24AV29D6DI | 13.95 | 27 | 10 | No | N/A | 4 | 700 | 900 | 150 | 350 | 2025-01-01
216426824 | TOSOT | TWH18AV29D6DO | TWH18AV29D6DI | 14.3 | 27.5 | 10 | Yes | Yes | 4 | 700 | 900 | 150 | 350 | 2025-01-01
215444915 | TOSOT | TWH12AUC25R32A1A/O | TWH12AUC25R32A1A/I | 13 | 24.5 | 9.5 | Yes | Both | 3 | 600 | 800 | 150 | 350 | 2025-01-01
215444916 | TOSOT | TWH36ATE19R32A3DO | TM36R32SFDI | 11.95 | 20 | 8.5 | No | N/A | 2 | 500 | 700 | 100 | 300 | 2025-01-01
215444917 | TOSOT | TWH36ATE19R32A3DO | TM36R32BKDI | 11.95 | 21 | 8.5 | No | N/A | 2 | 500 | 700 | 100 | 300 | 2025-01-01
215405582 | TOSOT | TW09HAY32A1DO | TW09HAY32A1DI | 16.8 | 30 | 11.2 | Yes | Both | 4 | 700 | 900 | 150 | 350 | 2025-01-01
215405583 | TOSOT | TW12HAY32A1DO | TW12HAY32A1DI | 15.2 | 28 | 10 | Yes | Both | 4 | 700 | 900 | 150 | 350 | 2025-01-01
215405584 | TOSOT | TW24HAY32A1DO | TW24HAY32A1DI | 13.95 | 27 | 10 | No | N/A | 4 | 700 | 900 | 150 | 350 | 2025-01-01
215405585 | TOSOT | TW18HAY32A1DO | TW18HAY32A1DI | 14.3 | 27.5 | 10 | Yes | Yes | 4 | 700 | 900 | 150 | 350 | 2025-01-01
215405709 | TOSOT | TW09HP32A2AO | TW09HP32A2AI | 15 | 27 | 10.5 | Yes | Both | 4 | 700 | 900 | 150 | 350 | 2025-01-01
215405710 | TOSOT | TW12HP32A2AO | TW12HP32A2AI | 13 | 24.5 | 9.5 | Yes | Both | 3 | 600 | 800 | 150 | 350 | 2025-01-01
215405711 | TOSOT | TW09HP32A2DO | TW09HP32A2DI | 15 | 26 | 10.4 | Yes | Both | 4 | 700 | 900 | 150 | 350 | 2025-01-01
215405712 | TOSOT | TW12HP32A2DO | TW12HP32A2DI | 13 | 24.5 | 9.5 | Yes | Both | 3 | 600 | 800 | 150 | 350 | 2025-01-01
215405713 | TOSOT | TW18HP32A2DO | TW18HP32A2DI | 13.65 | 24.5 | 9 | Yes | Both | 3 | 600 | 800 | 150 | 350 | 2025-01-01
215405714 | TOSOT | TW24HP32A2DO | TW24HP32A2DI | 13.65 | 26 | 10 | No | N/A | 4 | 700 | 900 | 150 | 350 | 2025-01-01
215406524 | TOSOT | TW09HC32A5AO | TW09HC32A5AI | 11.9 | 20.5 | 8.8 | No | N/A | 2 | 500 | 700 | 100 | 300 | 2025-01-01
215406525 | TOSOT | TW12HC32A5AO | TW12HC32A5AI | 9.3 | 19 | 8.5 | No | N/A | 2 | 500 | 700 | 100 | 300 | 2025-01-01
215406526 | TOSOT | TW09HC32A5DO | TW09HC32A5DI | 12.5 | 20.5 | 8.8 | No | N/A | 2 | 500 | 700 | 100 | 300 | 2025-01-01
215406527 | TOSOT | TW12HC32A5DO | TW12HC32A5DI | 9.75 | 19 | 8.5 | No | N/A | 2 | 500 | 700 | 100 | 300 | 2025-01-01
215406528 | TOSOT | TW18HC32A5DO | TW18HC32A5DI | 12.35 | 20 | 8.5 | No | N/A | 2 | 500 | 700 | 100 | 300 | 2025-01-01
215406529 | TOSOT | TW24HC32A5DO | TW24HC32A5DI | 11.9 | 19 | 8.5 | No | N/A | 2 | 500 | 700 | 100 | 300 | 2025-01-01
215406530 | TOSOT | TW36HC32A5DO | TW36HC32A5DI | 10.6 | 21 | 8.5 | Yes | Yes | 2 | 500 | 700 | 100 | 300 | 2025-01-01
215399268 | TOSOT | TW24HCL32A5DO | TW24HCL32A5DI | 13.1 | 24 | 9 | Yes | Both | 3 | 600 | 800 | 150 | 350 | 2025-01-01
215399269 | TOSOT | TW09HP32A2AO | TW09HCL32A5AI | 15 | 27 | 10.5 | Yes | Both | 4 | 700 | 900 | 150 | 350 | 2025-01-01
215399270 | TOSOT | TW09HP32A2DO | TW09HCL32A5DI | 15 | 26 | 10.4 | Yes | Both | 4 | 700 | 900 | 150 | 350 | 2025-01-01
215399271 | TOSOT | TW12HP32A2DO | TW12HCL32A5DI | 13 | 24.5 | 9.5 | Yes | Both | 3 | 600 | 800 | 150 | 350 | 2025-01-01
215399272 | TOSOT | TW12HP32A2AO | TW12HCL32A5AI | 13 | 24.5 | 9.5 | Yes | Both | 3 | 600 | 800 | 150 | 350 | 2025-01-01
215399273 | TOSOT | TW18HP32A2DO | TW18HCL32A5DI | 13.65 | 24.5 | 9 | Yes | Both | 3 | 600 | 800 | 150 | 350 | 2025-01-01
214728902 | TOSOT | GWH24QEXF-D3DND4D/O | GWH24AFEXF-D3DN***/I | 12.2 | 22 | 9 | No | N/A | 3 | 600 | 800 | 150 | 350 | 2025-01-01
215351180 | TOSOT | TWH36ATEXH-D6DNA1G/O | TVH36ALXH-D6DN***/I | 12 | 20 | 8.5 | Yes | Both | 2 | 500 | 700 | 100 | 300 | 2025-01-01
213319288 | TOSOT | TW12HP2AIDO | TW12HP2AIDI | 12 | 21.5 | 8.5 | Yes | Yes | 2 | 500 | 700 | 100 | 300 | 2025-01-01
212365392 | TOSOT | TW09HXP2A1DO | TM09HSFDI | 13.45 | 21 | 9 | No | N/A | 3 | 600 | 800 | 150 | 350 | 2025-01-01
212365393 | TOSOT | TW09HXP2A1DO | TM09HBTDI | 13 | 19 | 9.5 | No | N/A | 3 | 600 | 800 | 150 | 350 | 2025-01-01
212365394 | TOSOT | TW12HXP2A1DO | TM12HSFDI | 11.8 | 20 | 8.5 | No | N/A | 2 | 500 | 700 | 100 | 300 | 2025-01-01
212365395 | TOSOT | TW12HXP2A1DO | TM12HBKDI | 12.5 | 24 | 8.5 | No | N/A | 2 | 500 | 700 | 100 | 300 | 2025-01-01
212365396 | TOSOT | TW12HXP2A1DO | TM12HBTDI | 11.5 | 18.5 | 8.5 | No | N/A | 2 | 500 | 700 | 100 | 300 | 2025-01-01
212365397 | TOSOT | TW18HXP2A1DO | TM18HSFDI | 12.5 | 20 | 8.5 | No | N/A | 2 | 500 | 700 | 100 | 300 | 2025-01-01
212365398 | TOSOT | TW18HXP2A1DO | TM18HBKDI | 10.05 | 19 | 8.5 | No | N/A | 2 | 500 | 700 | 100 | 300 | 2025-01-01
212365399 | TOSOT | TW18HXP2A1DO | TM18HBTDI | 11.25 | 19 | 8.2 | No | N/A | 1 | 400 | 600 | 100 | 300 | 2025-01-01
212365400 | TOSOT | TW24HXP2A1DO | TM24HSFDI | 12.7 | 20 | 9 | No | N/A | 3 | 600 | 800 | 150 | 350 | 2025-01-01
212365401 | TOSOT | TW24HXP2A1DO | TM24HBKDI | 11.9 | 21 | 9.5 | No | N/A | 3 | 600 | 800 | 150 | 350 | 2025-01-01
212365402 | TOSOT | TW24HXP2A1DO | TM24HBTDI | 12 | 20 | 9 | No | N/A | 3 | 600 | 800 | 150 | 350 | 2025-01-01
211931446 | TOSOT | GWH09QCXB-A3DND4B/O | GWH09AFCXB-A3DN***/I | 12.5 | 20 | 8.6 | No | N/A | 2 | 500 | 700 | 100 | 300 | 2025-01-01
211931455 | TOSOT | GWH18QDXE-D3DNB2A/O | GWH18AFDXE-D3DN***/I | 10.9 | 20 | 8.5 | No | N/A | 2 | 500 | 700 | 100 | 300 | 2025-01-01
211497143 | TOSOT | TW09HXCA1DO | TW09HXCA1DI | 11.3 | 19.5 | 8.8 | No | N/A | 2 | 500 | 700 | 100 | 300 | 2025-01-01
211497144 | TOSOT | TW12HXCA1DO | TW12HXCA1DI | 8.7 | 17.5 | 8.5 | No | N/A | 2 | 500 | 700 | 100 | 300 | 2025-01-01
211177517 | TOSOT | TW24HXCA5DO | TW24HXCA5DI | 11.6 | 18 | 8.5 | No | N/A | 2 | 500 | 700 | 100 | 300 | 2025-01-01
211177521 | TOSOT | TW12HXP2A1DO | TW12HXP2A1DI | 12.5 | 24 | 9 | Yes | Yes | 3 | 600 | 800 | 150 | 350 | 2025-01-01
211177522 | TOSOT | TW18HXP2A1DO | TW18HXP2A1DI | 13 | 23.5 | 9 | Yes | No | 3 | 600 | 800 | 150 | 350 | 2025-01-01
211177523 | TOSOT | TW24HXP2A1DO | TW24HXP2A1DI | 13.1 | 24.5 | 9.5 | Yes | No | 3 | 600 | 800 | 150 | 350 | 2025-01-01
211177524 | TOSOT | TW30HXQ2B2DO | TW30HXQ2B2DI | 11.25 | 20 | 8.5 | No | N/A | 2 | 500 | 700 | 100 | 300 | 2025-01-01
211177525 | TOSOT | TW36HXQ2B2DO | TW36HXQ2B2DI | 10.5 | 20 | 8.5 | No | N/A | 2 | 500 | 700 | 100 | 300 | 2025-01-01
211177536 | TOSOT | TW09HXCA5AO | TW09HXCA5AI | 11.3 | 19.5 | 8.6 | No | N/A | 2 | 500 | 700 | 100 | 300 | 2025-01-01
211177537 | TOSOT | TW12HXCA5AO | TW12HXCA5AI | 8.7 | 17.5 | 8.5 | No | N/A | 2 | 500 | 700 | 100 | 300 | 2025-01-01
211177538 | TOSOT | TW18HXCA5DO | TW18HXCA5DI | 10.05 | 17.5 | 8.5 | No | N/A | 2 | 500 | 700 | 100 | 300 | 2025-01-01
211164220 | TOSOT | TW09HXCA5DO | TW09HXCA5DI | 11.3 | 19.5 | 8.8 | No | N/A | 2 | 500 | 700 | 100 | 300 | 2025-01-01
211164221 | TOSOT | TW12HXCA5DO | TW12HXCA5DI | 8.7 | 17.5 | 8.5 | No | N/A | 2 | 500 | 700 | 100 | 300 | 2025-01-01
211931448 | TOSOT | GWH09QCXB-D3DND4B/O | GWH09AFCXB-D3DN***/I | 12.5 | 20.5 | 8.8 | No | N/A | 2 | 500 | 700 | 100 | 300 | 2025-01-01
211931450 | TOSOT | GWH12QCXB-A3DND4C/O | GWH12AFCXB-A3DN***/I | 11.3 | 20 | 8.5 | No | N/A | 2 | 500 | 700 | 100 | 300 | 2025-01-01
211931452 | TOSOT | GWH12QCXB-D3DND4C/O | GWH12AFCXB-D3DN***/I | 11.3 | 20 | 8.5 | No | N/A | 2 | 500 | 700 | 100 | 300 | 2025-01-01
210921188 | TOSOT | TWH18AG25A2DO | TWH18AG25A2DI | 13 | 23.5 | 9 | Yes | No | 3 | 600 | 800 | 150 | 350 | 2025-01-01
210485377 | TOSOT | TWH09ATCXB-D3DNA3AO | TWH09ATCXB-D3DNA3AI | 11.3 | 19.5 | 8.8 | No | N/A | 2 | 500 | 700 | 100 | 300 | 2025-01-01
210485378 | TOSOT | TWH09ATCXB-A3DNA3AO | TWH09ATCXB-A3DNA3AI | 11.3 | 19.5 | 8.6 | No | N/A | 2 | 500 | 700 | 100 | 300 | 2025-01-01
210485379 | TOSOT | TWH12ATCXB-D3DNA3CO | TWH12ATCXB-D3DNA3CI | 8.7 | 17.5 | 8.5 | No | N/A | 2 | 500 | 700 | 100 | 300 | 2025-01-01
210485380 | TOSOT | TWH12ATCXB-A3DNA3CO | TWH12ATCXB-A3DNA3CI | 8.7 | 17.5 | 8.5 | No | N/A | 2 | 500 | 700 | 100 | 300 | 2025-01-01
210485381 | TOSOT | TWH18ATDXD-D3DNA3AO | TWH18ATDXD-D3DNA3AI | 10.05 | 17.5 | 8.5 | No | N/A | 2 | 500 | 700 | 100 | 300 | 2025-01-01
210485382 | TOSOT | TWH24ATEXF-D3DNA3EO | TWH24ATEXF-D3DNA3EI | 11.6 | 18 | 8.5 | No | N/A | 2 | 500 | 700 | 100 | 300 | 2025-01-01
210485383 | TOSOT | TWH09AG25A2AO | TWH09AG25A2AI | 14.55 | 27 | 10 | Yes | Both | 4 | 700 | 900 | 150 | 350 | 2025-01-01
210485384 | TOSOT | TWH09AG25A2DO | TWH09AG25A2DI | 14.7 | 25.5 | 10.2 | Yes | Both | 4 | 700 | 900 | 150 | 350 | 2025-01-01
210485385 | TOSOT | TWH12AG25A2AO | TWH12AG25A2AI | 12 | 24 | 9 | Yes | Yes | 3 | 600 | 800 | 150 | 350 | 2025-01-01
210485386 | TOSOT | TWH12AG25A2DO | TWH12AG25A2DI | 12.5 | 24 | 9 | Yes | Yes | 3 | 600 | 800 | 150 | 350 | 2025-01-01
210485387 | TOSOT | TWH24AG25A2DO | TWH24AG25A2DI | 13.1 | 24.5 | 9.5 | Yes | No | 3 | 600 | 800 | 150 | 350 | 2025-01-01
210485388 | TOSOT | TWH30QF25B4DO | TWH30QF25B4DI | 11.25 | 20 | 8.5 | No | N/A | 2 | 500 | 700 | 100 | 300 | 2025-01-01
210485389 | TOSOT | TWH36QF25B4DO | TWH36QF25B4DI | 10.5 | 20 | 8.5 | No | N/A | 2 | 500 | 700 | 100 | 300 | 2025-01-01
202181200 | TRANE | 4TVH0036C1000CA |  | 11.7 | 17.3 | 9.1 | No | N/A | 3 | 600 | 800 | 150 | 350 | 2025-01-01
206221558 | TRANE | 4TXM2330A14NU** |  | 9 | 16 | 8.6 | Yes | Yes | 2 | 500 | 700 | 100 | 300 | 2025-01-01
206319651 | TRANE | 4TXM2336A15NU** |  | 9 | 16 | 8.6 | Yes | Yes | 2 | 500 | 700 | 100 | 300 | 2025-01-01
204340534 | TRANE | 4TXM2318A12NU** |  | 12 | 20 | 10 | Yes | Yes | 4 | 700 | 900 | 150 | 350 | 2025-01-01
204340536 | TRANE | 4TXM2324A13NU** |  | 12 | 20 | 10 | Yes | Yes | 4 | 700 | 900 | 150 | 350 | 2025-01-01
7151529 | TRANE | 4TXM2142A1050AA |  | 10.4 | 21 | 8.6 | No | N/A | 2 | 500 | 700 | 100 | 300 | 2025-01-01
210435405 | TRANE | 4TXM2118A12N0** |  | 12 | 21 | 10 | Yes | Both | 4 | 700 | 900 | 150 | 350 | 2025-01-01
210435406 | TRANE | 4TXM2124A13N0** |  | 12.5 | 21 | 10 | Yes | No | 4 | 700 | 900 | 150 | 350 | 2025-01-01
210435407 | TRANE | 4TXM2130A14N0** |  | 12.5 | 21 | 10 | Yes | No | 4 | 700 | 900 | 150 | 350 | 2025-01-01
210435408 | TRANE | 4TXM2136A14N0** |  | 12 | 21 | 10 | Yes | No | 4 | 700 | 900 | 150 | 350 | 2025-01-01
210435409 | TRANE | 4TXM2142A15N0** |  | 12 | 21 | 10 | Yes | No | 4 | 700 | 900 | 150 | 350 | 2025-01-01
210435415 | TRANE | 4TXM2118A12N0** |  | 11.5 | 18.5 | 9 | No | N/A | 3 | 600 | 800 | 150 | 350 | 2025-01-01
210435416 | TRANE | 4TXM2124A13N0** |  | 11.75 | 18.5 | 9 | No | N/A | 3 | 600 | 800 | 150 | 350 | 2025-01-01
210435417 | TRANE | 4TXM2130A14N0** |  | 11.75 | 18.5 | 9 | No | N/A | 3 | 600 | 800 | 150 | 350 | 2025-01-01
210435418 | TRANE | 4TXM2136A14N0** |  | 11.5 | 18.5 | 9 | No | N/A | 3 | 600 | 800 | 150 | 350 | 2025-01-01
210435419 | TRANE | 4TXM2142A15N0** |  | 11.5 | 18.5 | 9 | No | N/A | 3 | 600 | 800 | 150 | 350 | 2025-01-01
208130224 | TRANE | 4TXK1709A10N0** | 4MXW1709A10N0** | 10.2 | 17.5 | 8.4 | No | N/A | 1 | 400 | 600 | 100 | 300 | 2025-01-01
208130226 | TRANE | 4TXK1712A10N0** | 4MXW1712A10N0** | 8.7 | 16.5 | 8.5 | No | N/A | 2 | 500 | 700 | 100 | 300 | 2025-01-01
208130228 | TRANE | 4TXK1718A10N0** | 4MXW1718A10N0** | 9.55 | 16 | 8.2 | No | N/A | 1 | 400 | 600 | 100 | 300 | 2025-01-01
208130230 | TRANE | 4TXK1724A10N0** | 4MXW1724A10N0** | 11.6 | 18 | 8.5 | No | N/A | 2 | 500 | 700 | 100 | 300 | 2025-01-01
207642981 | TRANE | 4TXK2518A10N0** | 4MXW2518A10N0** | 13 | 23 | 8.5 | No | N/A | 2 | 500 | 700 | 100 | 300 | 2025-01-01
207629149 | TRANE | 4TXK2512A10N0** | 4MXW2512A10N0** | 12.5 | 25 | 9 | Yes | No | 3 | 600 | 800 | 150 | 350 | 2025-01-01
207629151 | TRANE | 4TXK2524A10N0** | 4MXW2524A10N0** | 13 | 24 | 9.5 | Yes | Yes | 3 | 600 | 800 | 150 | 350 | 2025-01-01
204340354 | TRANE | 4TXK3809B10NU** | 4MXW3809B10NU** | 16.6 | 27 | 11 | Yes | Both | 4 | 700 | 900 | 150 | 350 | 2025-01-01
9150123 | TRANE | 4TXK3812A10NU** | 4MXW3812A10NU** | 14 | 24 | 8.5 | Yes | Yes | 2 | 500 | 700 | 100 | 300 | 2025-01-01
9150125 | TRANE | 4TXK3818A10NU** | 4MXW3818A10NU** | 13.5 | 22 | 10 | No | N/A | 4 | 700 | 900 | 150 | 350 | 2025-01-01
9150127 | TRANE | 4TXK3824A10NU** | 4MXW3824A10NU** | 13 | 21.5 | 9.5 | Yes | Yes | 3 | 600 | 800 | 150 | 350 | 2025-01-01
207629143 | TRANE | 4TXK2509A10N0** | 4MXW2509A10N0** | 14.7 | 25 | 9.5 | Yes | Both | 3 | 600 | 800 | 150 | 350 | 2025-01-01
212292414 | TRANE | 4TXK2509A10N0** | 4MXD2309A10N0** | 14.2 | 20.4 | 9.5 | No | N/A | 3 | 600 | 800 | 150 | 350 | 2025-01-01
212292416 | TRANE | 4TXK2509A10N0** | 4MXX8509B10N0** | 13.3 | 19.5 | 9.8 | No | N/A | 3 | 600 | 800 | 150 | 350 | 2025-01-01
211727038 | TRANE | 4TXK2512A10N0** | 4MXD2312A10N0** | 11.8 | 20 | 8.5 | No | N/A | 2 | 500 | 700 | 100 | 300 | 2025-01-01
211727039 | TRANE | 4TXK2512A10N0** | 4MXX8512B10N0** | 11.5 | 18.5 | 8.5 | No | N/A | 2 | 500 | 700 | 100 | 300 | 2025-01-01
211727042 | TRANE | 4TXK2524A10N0** | 4MXD2324A10N0** | 12.5 | 20 | 9 | No | N/A | 3 | 600 | 800 | 150 | 350 | 2025-01-01
211727043 | TRANE | 4TXK2524A10N0** | 4MXC8524B10N0** | 12 | 20 | 9.5 | No | N/A | 3 | 600 | 800 | 150 | 350 | 2025-01-01
211727044 | TRANE | 4TXK2524A10N0** | 4MXX8524B10N0** | 12 | 20 | 9 | No | N/A | 3 | 600 | 800 | 150 | 350 | 2025-01-01
211016465 | Trane / Mitsubishi Electric | NTXMSM36A142B* |  | 12 | 18.5 | 10 | Yes | Both | 4 | 700 | 900 | 150 | 350 | 2025-01-01
211016473 | Trane / Mitsubishi Electric | NTXMSM48A182B* |  | 10.5 | 16 | 8.9 | Yes | Yes | 2 | 500 | 700 | 100 | 300 | 2025-01-01
211016468 | Trane / Mitsubishi Electric | NTXMSH36A142B* |  | 12 | 18.5 | 11 | Yes | Both | 4 | 700 | 900 | 150 | 350 | 2025-01-01
211016471 | Trane / Mitsubishi Electric | NTXMSH42A152B* |  | 10.6 | 18 | 10 | Yes | Yes | 4 | 700 | 900 | 150 | 350 | 2025-01-01
211016475 | Trane / Mitsubishi Electric | NTXMSH48A182B* |  | 10.5 | 16 | 9.5 | Yes | Yes | 3 | 600 | 800 | 150 | 350 | 2025-01-01
211016478 | Trane / Mitsubishi Electric | NTXMSM60A182B* |  | 10.6 | 17 | 9 | Yes | Yes | 3 | 600 | 800 | 150 | 350 | 2025-01-01
213248942 | Trane / Mitsubishi Electric | NTXMSM36A142A** |  | 11.3 | 15.6 | 8.6 | No | N/A | 2 | 500 | 700 | 100 | 300 | 2025-01-01
213248945 | Trane / Mitsubishi Electric | NTXMSH36A142A** |  | 11.3 | 15.6 | 9.9 | No | N/A | 2 | 500 | 700 | 100 | 300 | 2025-01-01
213248948 | Trane / Mitsubishi Electric | NTXMSH42A152A** |  | 10.6 | 16.2 | 9.1 | No | N/A | 3 | 600 | 800 | 150 | 350 | 2025-01-01
213248959 | Trane / Mitsubishi Electric | NTXMSM60A182A** |  | 10.4 | 15.5 | 8.6 | No | N/A | 2 | 500 | 700 | 100 | 300 | 2025-01-01
213248979 | Trane / Mitsubishi Electric | NTXMSM36A142B** |  | 11.3 | 15.6 | 8.6 | Yes | Both | 2 | 500 | 700 | 100 | 300 | 2025-01-01
213248980 | Trane / Mitsubishi Electric | NTXMSH36A142B** |  | 11.3 | 15.6 | 9.9 | Yes | Both | 2 | 500 | 700 | 100 | 300 | 2025-01-01
209836208 | Trane / Mitsubishi Electric | NTXMMX36A142B* |  | 8.7 | 16 | 9.5 | No | N/A | 3 | 600 | 800 | 150 | 350 | 2025-01-01
213248981 | Trane / Mitsubishi Electric | NTXMSH42A152B** |  | 10.6 | 16.2 | 9.1 | Yes | Yes | 3 | 600 | 800 | 150 | 350 | 2025-01-01
213248982 | Trane / Mitsubishi Electric | NTXMSM60A182B** |  | 10.4 | 15.5 | 8.6 | Yes | Yes | 2 | 500 | 700 | 100 | 300 | 2025-01-01
212925466 | Trane / Mitsubishi Electric | NTXMMX20A122C** |  | 10 | 16 | 9.1 | No | N/A | 3 | 600 | 800 | 150 | 350 | 2025-01-01
212925468 | Trane / Mitsubishi Electric | NTXMMX24A132C** |  | 11.2 | 16 | 8.6 | No | N/A | 2 | 500 | 700 | 100 | 300 | 2025-01-01
212925469 | Trane / Mitsubishi Electric | NTXMMX30A132B** |  | 9.65 | 15.4 | 8.8 | No | N/A | 2 | 500 | 700 | 100 | 300 | 2025-01-01
212925470 | Trane / Mitsubishi Electric | NTXMMX30A132C** |  | 9.6 | 16.2 | 8.8 | No | N/A | 2 | 500 | 700 | 100 | 300 | 2025-01-01
212925472 | Trane / Mitsubishi Electric | NTXMMX36A142C** |  | 8.7 | 16 | 8.5 | No | N/A | 2 | 500 | 700 | 100 | 300 | 2025-01-01
212925482 | Trane / Mitsubishi Electric | NTXMMX42A152C** |  | 9 | 15.2 | 8.3 | No | N/A | 1 | 400 | 600 | 100 | 300 | 2025-01-01
212925485 | Trane / Mitsubishi Electric | NTXMPH30A132C** |  | 10.3 | 16 | 8.5 | No | N/A | 2 | 500 | 700 | 100 | 300 | 2025-01-01
207517165 | Trane / Mitsubishi Electric | NTXMSH42A152A* |  | 10.6 | 18 | 10 | No | N/A | 4 | 700 | 900 | 150 | 350 | 2025-01-01
207517166 | Trane / Mitsubishi Electric | NTXMSM48A182A* |  | 10.5 | 16 | 8.9 | No | N/A | 2 | 500 | 700 | 100 | 300 | 2025-01-01
207517168 | Trane / Mitsubishi Electric | NTXMSH48A182A* |  | 10.5 | 16 | 9.5 | No | N/A | 3 | 600 | 800 | 150 | 350 | 2025-01-01
207517170 | Trane / Mitsubishi Electric | NTXMSM60A182A* |  | 10.6 | 17 | 9 | No | N/A | 3 | 600 | 800 | 150 | 350 | 2025-01-01
207518835 | Trane / Mitsubishi Electric | NTXMSM36A142A* |  | 12 | 18.5 | 10 | Yes | No | 4 | 700 | 900 | 150 | 350 | 2025-01-01
207518837 | Trane / Mitsubishi Electric | NTXMSH36A142A* |  | 12 | 18.5 | 11 | Yes | No | 4 | 700 | 900 | 150 | 350 | 2025-01-01
209310459 | Trane / Mitsubishi Electric | NTXMMX24A132C* |  | 11.2 | 16 | 8.6 | Yes | Both | 2 | 500 | 700 | 100 | 300 | 2025-01-01
209310461 | Trane / Mitsubishi Electric | NTXMMX30A132C* |  | 9.6 | 16.2 | 8.8 | No | N/A | 2 | 500 | 700 | 100 | 300 | 2025-01-01
209319658 | Trane / Mitsubishi Electric | NTXMMX36A142C* |  | 8.7 | 16 | 9.5 | No | N/A | 3 | 600 | 800 | 150 | 350 | 2025-01-01
209424907 | Trane / Mitsubishi Electric | NTXMPH20A122C* |  | 11 | 16 | 8.7 | No | N/A | 2 | 500 | 700 | 100 | 300 | 2025-01-01
209424911 | Trane / Mitsubishi Electric | NTXMPH24A132C* |  | 10 | 15.5 | 8.5 | No | N/A | 2 | 500 | 700 | 100 | 300 | 2025-01-01
209424915 | Trane / Mitsubishi Electric | NTXMPH30A132C* |  | 10.3 | 16 | 8.5 | Yes | Yes | 2 | 500 | 700 | 100 | 300 | 2025-01-01
209424918 | Trane / Mitsubishi Electric | NTXMMX42A152C* |  | 9 | 15.2 | 9 | No | N/A | 2 | 500 | 700 | 100 | 300 | 2025-01-01
209424924 | Trane / Mitsubishi Electric | NTXMMX20A122C* |  | 10 | 16 | 9.1 | No | N/A | 3 | 600 | 800 | 150 | 350 | 2025-01-01
209836206 | Trane / Mitsubishi Electric | NTXMMX24A132B* |  | 11.2 | 16 | 8.6 | No | N/A | 2 | 500 | 700 | 100 | 300 | 2025-01-01
209836207 | Trane / Mitsubishi Electric | NTXMMX30A132B* |  | 9.6 | 16.2 | 8.8 | No | N/A | 2 | 500 | 700 | 100 | 300 | 2025-01-01
209424923 | Trane / Mitsubishi Electric | NTXMMX20A122C* |  | 12.7 | 20 | 9.7 | Yes | No | 3 | 600 | 800 | 150 | 350 | 2025-01-01
209836212 | Trane / Mitsubishi Electric | NTXMPH20A122B* |  | 13.5 | 16.5 | 9.2 | Yes | Both | 3 | 600 | 800 | 150 | 350 | 2025-01-01
209836189 | Trane / Mitsubishi Electric | NTXMMX20A122B* |  | 12.7 | 20 | 9.3 | Yes | No | 3 | 600 | 800 | 150 | 350 | 2025-01-01
209836190 | Trane / Mitsubishi Electric | NTXMMX24A132B* |  | 13.55 | 20 | 9.5 | Yes | Both | 3 | 600 | 800 | 150 | 350 | 2025-01-01
209836191 | Trane / Mitsubishi Electric | NTXMMX30A132B* |  | 10.6 | 19 | 9.3 | No | N/A | 3 | 600 | 800 | 150 | 350 | 2025-01-01
209836192 | Trane / Mitsubishi Electric | NTXMMX36A142B* |  | 9.4 | 19.2 | 9.8 | No | N/A | 3 | 600 | 800 | 150 | 350 | 2025-01-01
209836193 | Trane / Mitsubishi Electric | NTXMMX42A152B* |  | 9.2 | 19.7 | 9.2 | No | N/A | 3 | 600 | 800 | 150 | 350 | 2025-01-01
209836195 | Trane / Mitsubishi Electric | NTXMPH24A132B* |  | 13.5 | 19 | 9 | Yes | Both | 3 | 600 | 800 | 150 | 350 | 2025-01-01
209836196 | Trane / Mitsubishi Electric | NTXMPH30A132B* |  | 12.5 | 18 | 9.7 | Yes | Both | 3 | 600 | 800 | 150 | 350 | 2025-01-01
209424927 | Trane / Mitsubishi Electric | NTXMMX42A152C* |  | 9.2 | 19.7 | 9.2 | No | N/A | 3 | 600 | 800 | 150 | 350 | 2025-01-01
209424914 | Trane / Mitsubishi Electric | NTXMPH30A132C* |  | 12.5 | 18 | 10 | Yes | Both | 4 | 700 | 900 | 150 | 350 | 2025-01-01
209424910 | Trane / Mitsubishi Electric | NTXMPH24A132C* |  | 13.5 | 19 | 10 | Yes | Both | 4 | 700 | 900 | 150 | 350 | 2025-01-01
209424906 | Trane / Mitsubishi Electric | NTXMPH20A122C* |  | 13.5 | 17 | 10 | Yes | Both | 4 | 700 | 900 | 150 | 350 | 2025-01-01
209310462 | Trane / Mitsubishi Electric | NTXMMX36A142C* |  | 9.4 | 19.2 | 9.8 | No | N/A | 3 | 600 | 800 | 150 | 350 | 2025-01-01
209310460 | Trane / Mitsubishi Electric | NTXMMX30A132C* |  | 10.6 | 19 | 10 | No | N/A | 4 | 700 | 900 | 150 | 350 | 2025-01-01
209310458 | Trane / Mitsubishi Electric | NTXMMX24A132C* |  | 13.6 | 20 | 10 | Yes | Both | 4 | 700 | 900 | 150 | 350 | 2025-01-01
207518839 | Trane / Mitsubishi Electric | NTXMSM48A182A* |  | 13.1 | 23 | 10.4 | Yes | No | 4 | 700 | 900 | 150 | 350 | 2025-01-01
207517169 | Trane / Mitsubishi Electric | NTXMSM60A182A* |  | 13.3 | 20 | 10.5 | Yes | No | 4 | 700 | 900 | 150 | 350 | 2025-01-01
207517167 | Trane / Mitsubishi Electric | NTXMSH48A182A* |  | 13.1 | 23 | 11.5 | Yes | No | 4 | 700 | 900 | 150 | 350 | 2025-01-01
207517162 | Trane / Mitsubishi Electric | NTXMSM36A142A* |  | 15 | 23 | 11 | Yes | No | 4 | 700 | 900 | 150 | 350 | 2025-01-01
207517163 | Trane / Mitsubishi Electric | NTXMSH36A142A* |  | 15 | 23 | 12 | Yes | No | 4 | 700 | 900 | 150 | 350 | 2025-01-01
207517164 | Trane / Mitsubishi Electric | NTXMSH42A152A* |  | 13.4 | 21.5 | 11.1 | Yes | No | 4 | 700 | 900 | 150 | 350 | 2025-01-01
212925533 | Trane / Mitsubishi Electric | NTXMPH24A132C** |  | 13.5 | 19 | 10 | Yes | Both | 4 | 700 | 900 | 150 | 350 | 2025-01-01
212925513 | Trane / Mitsubishi Electric | NTXMPH20A122C** |  | 13.5 | 17 | 10 | Yes | Both | 4 | 700 | 900 | 150 | 350 | 2025-01-01
212925516 | Trane / Mitsubishi Electric | NTXMPH30A132C** |  | 12.5 | 18 | 10 | Yes | Both | 4 | 700 | 900 | 150 | 350 | 2025-01-01
212925488 | Trane / Mitsubishi Electric | NTXMMX20A122C** |  | 12.7 | 20 | 9.7 | Yes | No | 3 | 600 | 800 | 150 | 350 | 2025-01-01
212925489 | Trane / Mitsubishi Electric | NTXMMX24A132B** |  | 13.6 | 20 | 9.5 | Yes | Both | 3 | 600 | 800 | 150 | 350 | 2025-01-01
212925491 | Trane / Mitsubishi Electric | NTXMMX24A132C** |  | 13.6 | 20 | 10 | Yes | Both | 4 | 700 | 900 | 150 | 350 | 2025-01-01
212925492 | Trane / Mitsubishi Electric | NTXMMX30A132B** |  | 10.6 | 19 | 9.3 | No | N/A | 3 | 600 | 800 | 150 | 350 | 2025-01-01
212925494 | Trane / Mitsubishi Electric | NTXMMX30A132C** |  | 10.6 | 19 | 10 | No | N/A | 4 | 700 | 900 | 150 | 350 | 2025-01-01
212925495 | Trane / Mitsubishi Electric | NTXMMX36A142B** |  | 9.4 | 19.2 | 9.8 | No | N/A | 3 | 600 | 800 | 150 | 350 | 2025-01-01
212925497 | Trane / Mitsubishi Electric | NTXMMX36A142C** |  | 9.4 | 19.2 | 9.8 | No | N/A | 3 | 600 | 800 | 150 | 350 | 2025-01-01
212925499 | Trane / Mitsubishi Electric | NTXMMX42A152C** |  | 9.2 | 19.7 | 9.2 | No | N/A | 3 | 600 | 800 | 150 | 350 | 2025-01-01
211016626 | Trane / Mitsubishi Electric | NTXMSM48A182B* |  | 13.1 | 23 | 10.4 | No | N/A | 4 | 700 | 900 | 150 | 350 | 2025-01-01
213248958 | Trane / Mitsubishi Electric | NTXMSH48A182B** |  | 13.1 | 23 | 11.5 | Yes | Both | 4 | 700 | 900 | 150 | 350 | 2025-01-01
213248956 | Trane / Mitsubishi Electric | NTXMSH48A182A** |  | 13.1 | 23 | 11.5 | Yes | Both | 4 | 700 | 900 | 150 | 350 | 2025-01-01
213248960 | Trane / Mitsubishi Electric | NTXMSM60A182A** |  | 13.3 | 20 | 10.5 | Yes | Both | 4 | 700 | 900 | 150 | 350 | 2025-01-01
213248961 | Trane / Mitsubishi Electric | NTXMSM60A182B** |  | 13.3 | 20 | 10.5 | Yes | Both | 4 | 700 | 900 | 150 | 350 | 2025-01-01
213248954 | Trane / Mitsubishi Electric | NTXMSM48A182B** |  | 13.1 | 23 | 10.4 | Yes | Both | 4 | 700 | 900 | 150 | 350 | 2025-01-01
213248952 | Trane / Mitsubishi Electric | NTXMSM48A182A** |  | 13.1 | 23 | 10.4 | Yes | No | 4 | 700 | 900 | 150 | 350 | 2025-01-01
213248949 | Trane / Mitsubishi Electric | NTXMSH42A152A** |  | 13.4 | 21.5 | 11.1 | Yes | Both | 4 | 700 | 900 | 150 | 350 | 2025-01-01
213248950 | Trane / Mitsubishi Electric | NTXMSH42A152B** |  | 13.4 | 21.5 | 11.1 | Yes | Both | 4 | 700 | 900 | 150 | 350 | 2025-01-01
213248946 | Trane / Mitsubishi Electric | NTXMSH36A142A** |  | 15 | 23 | 12 | Yes | Both | 4 | 700 | 900 | 150 | 350 | 2025-01-01
213248947 | Trane / Mitsubishi Electric | NTXMSH36A142B** |  | 15 | 23 | 12 | Yes | Both | 4 | 700 | 900 | 150 | 350 | 2025-01-01
213248943 | Trane / Mitsubishi Electric | NTXMSM36A142A** |  | 15 | 23 | 11 | Yes | No | 4 | 700 | 900 | 150 | 350 | 2025-01-01
213248944 | Trane / Mitsubishi Electric | NTXMSM36A142B** |  | 15 | 23 | 11 | Yes | Both | 4 | 700 | 900 | 150 | 350 | 2025-01-01
211016477 | Trane / Mitsubishi Electric | NTXMSM60A182B* |  | 13.3 | 20 | 10.5 | No | N/A | 4 | 700 | 900 | 150 | 350 | 2025-01-01
211016474 | Trane / Mitsubishi Electric | NTXMSH48A182B* |  | 13.1 | 23 | 11.5 | No | N/A | 4 | 700 | 900 | 150 | 350 | 2025-01-01
211016470 | Trane / Mitsubishi Electric | NTXMSH42A152B* |  | 13.4 | 21.5 | 11.1 | No | N/A | 4 | 700 | 900 | 150 | 350 | 2025-01-01
211016464 | Trane / Mitsubishi Electric | NTXMSM36A142B* |  | 15 | 23 | 11 | No | N/A | 4 | 700 | 900 | 150 | 350 | 2025-01-01
211016467 | Trane / Mitsubishi Electric | NTXMSH36A142B* |  | 15 | 23 | 12 | No | N/A | 4 | 700 | 900 | 150 | 350 | 2025-01-01
211016466 | Trane / Mitsubishi Electric | NTXMSM36A142B* |  | 13.5 | 20.75 | 10.5 | Yes | Both | 4 | 700 | 900 | 150 | 350 | 2025-01-01
211016472 | Trane / Mitsubishi Electric | NTXMSH42A152B* |  | 12 | 19.75 | 10.55 | Yes | Both | 4 | 700 | 900 | 150 | 350 | 2025-01-01
211016469 | Trane / Mitsubishi Electric | NTXMSH36A142B* |  | 13.5 | 20.75 | 11.5 | Yes | Both | 4 | 700 | 900 | 150 | 350 | 2025-01-01
211016476 | Trane / Mitsubishi Electric | NTXMSH48A182B* |  | 11.8 | 19.5 | 10.5 | Yes | Both | 4 | 700 | 900 | 150 | 350 | 2025-01-01
211016479 | Trane / Mitsubishi Electric | NTXMSM60A182B* |  | 11.95 | 18.5 | 9.75 | Yes | Both | 3 | 600 | 800 | 150 | 350 | 2025-01-01
213249000 | Trane / Mitsubishi Electric | NTXMSM36A142A** |  | 13.15 | 19.3 | 9.8 | Yes | No | 3 | 600 | 800 | 150 | 350 | 2025-01-01
213249001 | Trane / Mitsubishi Electric | NTXMSM36A142B** |  | 13.15 | 19.3 | 9.8 | Yes | Both | 3 | 600 | 800 | 150 | 350 | 2025-01-01
213249002 | Trane / Mitsubishi Electric | NTXMSH36A142A** |  | 13.15 | 19.3 | 10.95 | Yes | No | 4 | 700 | 900 | 150 | 350 | 2025-01-01
213249003 | Trane / Mitsubishi Electric | NTXMSH36A142B** |  | 13.15 | 19.3 | 10.95 | Yes | Both | 4 | 700 | 900 | 150 | 350 | 2025-01-01
213249004 | Trane / Mitsubishi Electric | NTXMSH42A152A** |  | 12 | 18.85 | 10.1 | Yes | No | 4 | 700 | 900 | 150 | 350 | 2025-01-01
213249005 | Trane / Mitsubishi Electric | NTXMSH42A152B** |  | 12 | 18.85 | 10.1 | Yes | Both | 4 | 700 | 900 | 150 | 350 | 2025-01-01
213249006 | Trane / Mitsubishi Electric | NTXMSM48A182A** |  | 11.75 | 18.85 | 9.35 | Yes | No | 3 | 600 | 800 | 150 | 350 | 2025-01-01
213249007 | Trane / Mitsubishi Electric | NTXMSM48A182B** |  | 11.75 | 18.85 | 9.35 | Yes | Both | 3 | 600 | 800 | 150 | 350 | 2025-01-01
213249008 | Trane / Mitsubishi Electric | NTXMSH48A182A** |  | 11.75 | 18.85 | 10.15 | Yes | No | 4 | 700 | 900 | 150 | 350 | 2025-01-01
213249009 | Trane / Mitsubishi Electric | NTXMSH48A182B** |  | 11.75 | 18.85 | 10.15 | Yes | Both | 4 | 700 | 900 | 150 | 350 | 2025-01-01
213249010 | Trane / Mitsubishi Electric | NTXMSM60A182A** |  | 11.85 | 17.75 | 9.55 | Yes | No | 3 | 600 | 800 | 150 | 350 | 2025-01-01
213249011 | Trane / Mitsubishi Electric | NTXMSM60A182B** |  | 11.85 | 17.75 | 9.55 | Yes | Both | 3 | 600 | 800 | 150 | 350 | 2025-01-01
211016627 | Trane / Mitsubishi Electric | NTXMSM48A182B* |  | 11.8 | 19.5 | 9.65 | Yes | Both | 3 | 600 | 800 | 150 | 350 | 2025-01-01
212925503 | Trane / Mitsubishi Electric | NTXMMX20A122C** |  | 11.35 | 18 | 9.4 | No | N/A | 3 | 600 | 800 | 150 | 350 | 2025-01-01
212925504 | Trane / Mitsubishi Electric | NTXMMX24A132B** |  | 12.18 | 17.5 | 8.7 | Yes | No | 2 | 500 | 700 | 100 | 300 | 2025-01-01
212925505 | Trane / Mitsubishi Electric | NTXMMX24A132C** |  | 12.4 | 18 | 9.3 | Yes | No | 3 | 600 | 800 | 150 | 350 | 2025-01-01
212925506 | Trane / Mitsubishi Electric | NTXMMX30A132B** |  | 10.13 | 17.2 | 9.05 | No | N/A | 3 | 600 | 800 | 150 | 350 | 2025-01-01
212925507 | Trane / Mitsubishi Electric | NTXMMX30A132C** |  | 10.1 | 17.6 | 9.4 | No | N/A | 3 | 600 | 800 | 150 | 350 | 2025-01-01
212925508 | Trane / Mitsubishi Electric | NTXMMX36A142B** |  | 9.05 | 17.05 | 9.15 | No | N/A | 3 | 600 | 800 | 150 | 350 | 2025-01-01
212925509 | Trane / Mitsubishi Electric | NTXMMX36A142C** |  | 9.05 | 17.6 | 9.15 | No | N/A | 3 | 600 | 800 | 150 | 350 | 2025-01-01
212925511 | Trane / Mitsubishi Electric | NTXMMX42A152C** |  | 9.1 | 17.45 | 8.75 | No | N/A | 2 | 500 | 700 | 100 | 300 | 2025-01-01
212925520 | Trane / Mitsubishi Electric | NTXMPH20A122C** |  | 12.25 | 15.65 | 8.95 | Yes | No | 2 | 500 | 700 | 100 | 300 | 2025-01-01
212925536 | Trane / Mitsubishi Electric | NTXMPH24A132C** |  | 11.75 | 16.7 | 8.95 | Yes | No | 2 | 500 | 700 | 100 | 300 | 2025-01-01
212925539 | Trane / Mitsubishi Electric | NTXMPH30A132C** |  | 11.4 | 17 | 9.25 | No | N/A | 3 | 600 | 800 | 150 | 350 | 2025-01-01
207525860 | Trane / Mitsubishi Electric | NTXMSM36A142A* |  | 13.5 | 20.75 | 10.5 | Yes | No | 4 | 700 | 900 | 150 | 350 | 2025-01-01
207525861 | Trane / Mitsubishi Electric | NTXMSH36A142A* |  | 13.5 | 20.75 | 11.5 | Yes | No | 4 | 700 | 900 | 150 | 350 | 2025-01-01
207525862 | Trane / Mitsubishi Electric | NTXMSH42A152A* |  | 12 | 19.75 | 10.55 | No | N/A | 4 | 700 | 900 | 150 | 350 | 2025-01-01
207525863 | Trane / Mitsubishi Electric | NTXMSM48A182A* |  | 11.8 | 19.5 | 9.65 | Yes | No | 3 | 600 | 800 | 150 | 350 | 2025-01-01
207525864 | Trane / Mitsubishi Electric | NTXMSH48A182A* |  | 11.8 | 19.5 | 10.5 | No | N/A | 4 | 700 | 900 | 150 | 350 | 2025-01-01
207525865 | Trane / Mitsubishi Electric | NTXMSM60A182A* |  | 11.95 | 18.5 | 9.75 | No | N/A | 3 | 600 | 800 | 150 | 350 | 2025-01-01
213362163 | Trane / Mitsubishi Electric | TRUZH0241HA**** | TPEADA0241AA90A | 11.7 | 16.7 | 9.4 | Yes | Both | 3 | 600 | 800 | 150 | 350 | 2025-01-01
213362165 | Trane / Mitsubishi Electric | TRUZH0241HA**** | PEAD-A24AA9 | 11.7 | 16.7 | 9.4 | Yes | Both | 3 | 600 | 800 | 150 | 350 | 2025-01-01
209832214 | Trane / Mitsubishi Electric | MUZ-GL09NA*** | NTXWST09A112A* | 15.4 | 24.3 | 10.9 | No | N/A | 4 | 700 | 900 | 150 | 350 | 2025-01-01
209832218 | Trane / Mitsubishi Electric | MUZ-GS09NA*** | NTXWST09B112A* | 15.4 | 28.4 | 10.9 | No | N/A | 4 | 700 | 900 | 150 | 350 | 2025-01-01
209832219 | Trane / Mitsubishi Electric | MUZ-GS12NA*** | NTXWST12B112A* | 13.05 | 25.6 | 10.7 | No | N/A | 4 | 700 | 900 | 150 | 350 | 2025-01-01
209832223 | Trane / Mitsubishi Electric | MUZ-HM09NA*** | NTXWMT09A112A* | 12 | 20 | 10 | No | N/A | 4 | 700 | 900 | 150 | 350 | 2025-01-01
209832224 | Trane / Mitsubishi Electric | MUZ-HM12NA*** | NTXWMT12A112A* | 9.9 | 20 | 10 | No | N/A | 4 | 700 | 900 | 150 | 350 | 2025-01-01
209832228 | Trane / Mitsubishi Electric | MUZ-JP09WA*** | NTXWMT09A111A* | 12 | 20 | 10 | No | N/A | 4 | 700 | 900 | 150 | 350 | 2025-01-01
209832229 | Trane / Mitsubishi Electric | MUZ-JP12WA*** | NTXWMT12A111A* | 9.9 | 20 | 9.2 | No | N/A | 3 | 600 | 800 | 150 | 350 | 2025-01-01
209832233 | Trane / Mitsubishi Electric | NTXSEL09A112A* | NAXWEL09A112A* | 11 | 18 | 8.5 | No | N/A | 2 | 500 | 700 | 100 | 300 | 2025-01-01
209832234 | Trane / Mitsubishi Electric | NTXSEL12A112A* | MSZ-WR12NA*** | 9 | 18 | 8.5 | No | N/A | 2 | 500 | 700 | 100 | 300 | 2025-01-01
209832238 | Trane / Mitsubishi Electric | NTXSMT09A112A* | MSZ-HM09NA*** | 12 | 20 | 10 | No | N/A | 4 | 700 | 900 | 150 | 350 | 2025-01-01
209832239 | Trane / Mitsubishi Electric | NTXSMT09A112A* | NAXWMT09A112A* | 12 | 20 | 10 | No | N/A | 4 | 700 | 900 | 150 | 350 | 2025-01-01
209832243 | Trane / Mitsubishi Electric | NTXSMT12A112A* | NAXWMT12A112A* | 9.9 | 20 | 10 | No | N/A | 4 | 700 | 900 | 150 | 350 | 2025-01-01
209832244 | Trane / Mitsubishi Electric | NTXSMT15A112A* | MSZ-HM15NA*** | 12 | 20 | 10 | No | N/A | 4 | 700 | 900 | 150 | 350 | 2025-01-01
209832248 | Trane / Mitsubishi Electric | NTXSMT24A112A* | MSZ-HM24NA*** | 8.6 | 20 | 10 | No | N/A | 4 | 700 | 900 | 150 | 350 | 2025-01-01
209832249 | Trane / Mitsubishi Electric | NTXSMT24A112A* | NAXWMT24A112A* | 8.6 | 20 | 10 | No | N/A | 4 | 700 | 900 | 150 | 350 | 2025-01-01
209832253 | Trane / Mitsubishi Electric | NTXSST12A112A* | NAXWST12A112A* | 13 | 23.1 | 10.7 | No | N/A | 4 | 700 | 900 | 150 | 350 | 2025-01-01
209832254 | Trane / Mitsubishi Electric | NTXSST15A112A* | MSZ-GL15NA*** | 13 | 21 | 11 | No | N/A | 4 | 700 | 900 | 150 | 350 | 2025-01-01
209832258 | Trane / Mitsubishi Electric | NTXSPH06B112A* | NTXWPH06B112A* | 19.05 | 32.2 | 11.9 | Yes | Both | 4 | 700 | 900 | 150 | 350 | 2025-01-01
209832259 | Trane / Mitsubishi Electric | NTXSPH09B112A* | NTXWPH09B112A* | 16.05 | 29.8 | 10.9 | Yes | Both | 4 | 700 | 900 | 150 | 350 | 2025-01-01
209832260 | Trane / Mitsubishi Electric | NTXSPH12B112A* | NTXWPH12B112A* | 13.8 | 26.3 | 11.1 | Yes | Both | 4 | 700 | 900 | 150 | 350 | 2025-01-01
209832261 | Trane / Mitsubishi Electric | NTXSPH15B112A* | NTXWPH15B112A* | 14 | 22.3 | 10.4 | Yes | Both | 4 | 700 | 900 | 150 | 350 | 2025-01-01
209832262 | Trane / Mitsubishi Electric | NTXSPH18B112A* | NTXWPH18B112A* | 12.5 | 21 | 10.7 | Yes | Both | 4 | 700 | 900 | 150 | 350 | 2025-01-01
209832343 | Trane / Mitsubishi Electric | MUZ-GL18NA*** | NTXWST18A112A* | 13.4 | 20.5 | 10.3 | No | N/A | 4 | 700 | 900 | 150 | 350 | 2025-01-01
209832345 | Trane / Mitsubishi Electric | NTXSST18A112A* | MSZ-GL18NA*** | 13.4 | 20.5 | 10.3 | No | N/A | 4 | 700 | 900 | 150 | 350 | 2025-01-01
209832346 | Trane / Mitsubishi Electric | NTXSST18A112A* | NAXWST18A112A* | 13.4 | 20.5 | 10.3 | No | N/A | 4 | 700 | 900 | 150 | 350 | 2025-01-01
209832354 | Trane / Mitsubishi Electric | NTXSEL24A112A* | MSZ-WR24NA*** | 8 | 18 | 8.5 | No | N/A | 2 | 500 | 700 | 100 | 300 | 2025-01-01
209832980 | Trane / Mitsubishi Electric | MUZ-FS06NA*** | NTXWPH06B112A* | 19.05 | 32.2 | 11.9 | Yes | Both | 4 | 700 | 900 | 150 | 350 | 2025-01-01
209832981 | Trane / Mitsubishi Electric | NTXSPH06B112A* | MSZ-FS06NA*** | 19.05 | 32.2 | 11.9 | Yes | Both | 4 | 700 | 900 | 150 | 350 | 2025-01-01
209832982 | Trane / Mitsubishi Electric | NTXSPH06B112A* | NAXWPH06B112A* | 19.05 | 32.2 | 11.9 | Yes | Both | 4 | 700 | 900 | 150 | 350 | 2025-01-01
209832983 | Trane / Mitsubishi Electric | NTXSPB06B112A* | MSZ-FS06NA*** | 19.05 | 32.2 | 10.9 | Yes | Both | 4 | 700 | 900 | 150 | 350 | 2025-01-01
209832985 | Trane / Mitsubishi Electric | MUZ-FS09NA*** | NTXWPH09B112A* | 16.05 | 29.8 | 10.9 | Yes | Both | 4 | 700 | 900 | 150 | 350 | 2025-01-01
209832986 | Trane / Mitsubishi Electric | NTXSPH09B112A* | MSZ-FS09NA*** | 16.05 | 29.8 | 10.9 | Yes | Both | 4 | 700 | 900 | 150 | 350 | 2025-01-01
209832987 | Trane / Mitsubishi Electric | NTXSPH09B112A* | NAXWPH09B112A* | 16.05 | 29.8 | 10.9 | Yes | Both | 4 | 700 | 900 | 150 | 350 | 2025-01-01
209832988 | Trane / Mitsubishi Electric | NTXSPB09B112A* | MSZ-FS09NA*** | 16.05 | 29.8 | 10 | Yes | Both | 4 | 700 | 900 | 150 | 350 | 2025-01-01
209832990 | Trane / Mitsubishi Electric | MUZ-FS12NA*** | NTXWPH12B112A* | 13.8 | 26.3 | 11.1 | Yes | Both | 4 | 700 | 900 | 150 | 350 | 2025-01-01
209832991 | Trane / Mitsubishi Electric | NTXSPH12B112A* | MSZ-FS12NA*** | 13.8 | 26.3 | 11.1 | Yes | Both | 4 | 700 | 900 | 150 | 350 | 2025-01-01
209832992 | Trane / Mitsubishi Electric | NTXSPH12B112A* | NAXWPH12B112A* | 13.8 | 26.3 | 11.1 | Yes | Both | 4 | 700 | 900 | 150 | 350 | 2025-01-01
209832993 | Trane / Mitsubishi Electric | NTXSPB12B112A* | MSZ-FS12NA*** | 13.8 | 26.3 | 10.4 | Yes | Both | 4 | 700 | 900 | 150 | 350 | 2025-01-01
209832995 | Trane / Mitsubishi Electric | MUZ-FS15NA*** | NTXWPH15B112A* | 14 | 22.3 | 10.4 | Yes | Both | 4 | 700 | 900 | 150 | 350 | 2025-01-01
209832996 | Trane / Mitsubishi Electric | NTXSPH15B112A* | MSZ-FS15NA*** | 14 | 22.3 | 10.4 | Yes | Both | 4 | 700 | 900 | 150 | 350 | 2025-01-01
209832997 | Trane / Mitsubishi Electric | NTXSPH15B112A* | NAXWPH15B112A* | 14 | 22.3 | 10.4 | Yes | Both | 4 | 700 | 900 | 150 | 350 | 2025-01-01
209832998 | Trane / Mitsubishi Electric | NTXSPB15B112A* | MSZ-FS15NA*** | 14 | 22.3 | 9.9 | Yes | Both | 3 | 600 | 800 | 150 | 350 | 2025-01-01
209833000 | Trane / Mitsubishi Electric | MUZ-FS18NA*** | NTXWPH18B112A* | 12.5 | 21 | 10.7 | Yes | Both | 4 | 700 | 900 | 150 | 350 | 2025-01-01
209833001 | Trane / Mitsubishi Electric | NTXSPH18B112A* | MSZ-FS18NA*** | 12.5 | 21 | 10.7 | Yes | Both | 4 | 700 | 900 | 150 | 350 | 2025-01-01
209833002 | Trane / Mitsubishi Electric | NTXSPH18B112A* | NAXWPH18B112A* | 12.5 | 21 | 10.7 | Yes | Both | 4 | 700 | 900 | 150 | 350 | 2025-01-01
209833003 | Trane / Mitsubishi Electric | NTXSPB18B112A* | MSZ-FS18NA*** | 12.5 | 21 | 10.3 | Yes | Both | 4 | 700 | 900 | 150 | 350 | 2025-01-01
211497054 | Trane / Mitsubishi Electric | TRUZH0301KA00NA | TPCA0A0301KA*** | 12.6 | 17.9 | 8.5 | Yes | Both | 2 | 500 | 700 | 100 | 300 | 2025-01-01
211497055 | Trane / Mitsubishi Electric | TRUZH0361KA00NA | TPKA0A0361KA*** | 12.3 | 18.7 | 9 | Yes | Both | 3 | 600 | 800 | 150 | 350 | 2025-01-01
211497056 | Trane / Mitsubishi Electric | TRUZH0361KA00NA | TPCA0A0361KA*** | 12.5 | 18 | 9.2 | Yes | Both | 3 | 600 | 800 | 150 | 350 | 2025-01-01
211497075 | Trane / Mitsubishi Electric | TRUZH0301KA00NA | TPLA0A0301EA*** | 14.1 | 20.2 | 8.8 | Yes | Both | 2 | 500 | 700 | 100 | 300 | 2025-01-01
211497076 | Trane / Mitsubishi Electric | TRUZH0361KA00NA | TPLA0A0361EA*** | 13 | 20 | 9 | Yes | Both | 3 | 600 | 800 | 150 | 350 | 2025-01-01
207699128 | Trane / Mitsubishi Electric | SUZ-KA09NAHZ | NTXUKS09A112** | 12.5 | 19 | 10 | Yes | No | 4 | 700 | 900 | 150 | 350 | 2025-01-01
207699129 | Trane / Mitsubishi Electric | SUZ-KA12NA2 | NTXUKS12A112** | 13.3 | 22 | 9.7 | Yes | No | 3 | 600 | 800 | 150 | 350 | 2025-01-01
207699130 | Trane / Mitsubishi Electric | SUZ-KA12NAHZ | NTXUKS12A112** | 12.7 | 19.5 | 9.4 | Yes | No | 3 | 600 | 800 | 150 | 350 | 2025-01-01
207699131 | Trane / Mitsubishi Electric | SUZ-KA18NA2 | NTXUKS18A112** | 12.5 | 22.9 | 10.5 | Yes | No | 4 | 700 | 900 | 150 | 350 | 2025-01-01
207699132 | Trane / Mitsubishi Electric | SUZ-KA18NAHZ | NTXUKS18A112** | 12.4 | 18.9 | 9 | Yes | No | 3 | 600 | 800 | 150 | 350 | 2025-01-01
207699133 | Trane / Mitsubishi Electric | NTXSKH09A112** | MLZ-KP09NA* | 12.5 | 19 | 10 | Yes | No | 4 | 700 | 900 | 150 | 350 | 2025-01-01
207699134 | Trane / Mitsubishi Electric | NTXSKH09A112** | NTXUKS09A112** | 12.5 | 19 | 10 | Yes | No | 4 | 700 | 900 | 150 | 350 | 2025-01-01
207699135 | Trane / Mitsubishi Electric | NTXSKH12A112** | MLZ-KP12NA* | 12.7 | 19.5 | 9.4 | Yes | No | 3 | 600 | 800 | 150 | 350 | 2025-01-01
207699136 | Trane / Mitsubishi Electric | NTXSKH12A112** | NTXUKS12A112** | 12.7 | 19.5 | 9.4 | Yes | No | 3 | 600 | 800 | 150 | 350 | 2025-01-01
207699137 | Trane / Mitsubishi Electric | NTXSKH18A112** | MLZ-KP18NA* | 12.4 | 18.9 | 9 | Yes | No | 3 | 600 | 800 | 150 | 350 | 2025-01-01
207699138 | Trane / Mitsubishi Electric | NTXSKH18A112** | NTXUKS18A112** | 12.4 | 18.9 | 9 | Yes | No | 3 | 600 | 800 | 150 | 350 | 2025-01-01
207699139 | Trane / Mitsubishi Electric | NTXSKS09A112** | MLZ-KP09NA* | 12.6 | 20.2 | 11.9 | Yes | No | 4 | 700 | 900 | 150 | 350 | 2025-01-01
207699140 | Trane / Mitsubishi Electric | NTXSKS12A112** | MLZ-KP12NA* | 12.2 | 21.7 | 10.9 | Yes | No | 4 | 700 | 900 | 150 | 350 | 2025-01-01
207699141 | Trane / Mitsubishi Electric | NTXSKS12A112** | NTXUKS12A112** | 12.2 | 21.7 | 10.9 | Yes | No | 4 | 700 | 900 | 150 | 350 | 2025-01-01
207699142 | Trane / Mitsubishi Electric | NTXSKS18A112** | MLZ-KP18NA* | 12.5 | 22.9 | 10.5 | Yes | No | 4 | 700 | 900 | 150 | 350 | 2025-01-01
207699143 | Trane / Mitsubishi Electric | NTXSKS18A112** | NTXUKS18A112** | 12.5 | 22.9 | 10.5 | Yes | No | 4 | 700 | 900 | 150 | 350 | 2025-01-01
207699144 | Trane / Mitsubishi Electric | SUZ-KA09NA2 | NTXUKS09A112** | 12.6 | 20.2 | 11.9 | Yes | No | 4 | 700 | 900 | 150 | 350 | 2025-01-01
207699145 | Trane / Mitsubishi Electric | NTXSKS09A112** | NTXUKS09A112** | 12.6 | 20.2 | 11.9 | Yes | No | 4 | 700 | 900 | 150 | 350 | 2025-01-01
207702728 | Trane / Mitsubishi Electric | NTXSKH09A112** | PEAD-A09AA* | 12.5 | 17 | 9.4 | Yes | No | 3 | 600 | 800 | 150 | 350 | 2025-01-01
207702732 | Trane / Mitsubishi Electric | NTXSKH09A112** | TPEADA0091AA*** | 12.5 | 17 | 9.4 | Yes | No | 3 | 600 | 800 | 150 | 350 | 2025-01-01
207702735 | Trane / Mitsubishi Electric | NTXSKH12A112** | PEAD-A12AA* | 12.9 | 19.3 | 9.4 | Yes | Yes | 3 | 600 | 800 | 150 | 350 | 2025-01-01
207702736 | Trane / Mitsubishi Electric | NTXSKH12A112** | TPEADA0121AA*** | 12.9 | 19.3 | 9.4 | Yes | Yes | 3 | 600 | 800 | 150 | 350 | 2025-01-01
207702738 | Trane / Mitsubishi Electric | NTXSKH15A112** | PEAD-A15AA* | 11.5 | 17.6 | 8.9 | No | N/A | 2 | 500 | 700 | 100 | 300 | 2025-01-01
207702740 | Trane / Mitsubishi Electric | NTXSKH15A112** | TPEADA0151AA*** | 11.5 | 17.6 | 8.9 | No | N/A | 2 | 500 | 700 | 100 | 300 | 2025-01-01
207702743 | Trane / Mitsubishi Electric | NTXSKH18A112** | PEAD-A18AA* | 12 | 18.3 | 9.2 | Yes | No | 3 | 600 | 800 | 150 | 350 | 2025-01-01
207702745 | Trane / Mitsubishi Electric | NTXSKH18A112** | TPEADA0181AA*** | 12 | 18.3 | 9.2 | Yes | No | 3 | 600 | 800 | 150 | 350 | 2025-01-01
207702748 | Trane / Mitsubishi Electric | NTXSKH24A112** | PEAD-A24AA* | 11.3 | 16.2 | 9.2 | No | N/A | 3 | 600 | 800 | 150 | 350 | 2025-01-01
207702749 | Trane / Mitsubishi Electric | NTXSKH24A112** | TPEADA0241AA*** | 11.3 | 16.2 | 9.2 | Yes | Yes | 3 | 600 | 800 | 150 | 350 | 2025-01-01
207702751 | Trane / Mitsubishi Electric | NTXSKH30A112** | PEAD-A30AA* | 12.1 | 17.4 | 8.3 | No | N/A | 1 | 400 | 600 | 100 | 300 | 2025-01-01
207702752 | Trane / Mitsubishi Electric | NTXSKH30A112** | TPEADA0301AA*** | 12.1 | 17.4 | 8.3 | Yes | Both | 1 | 400 | 600 | 100 | 300 | 2025-01-01
207702753 | Trane / Mitsubishi Electric | NTXSKH36A112** | PEAD-A36AA* | 12.5 | 15.2 | 8.9 | Yes | Both | 2 | 500 | 700 | 100 | 300 | 2025-01-01
207702754 | Trane / Mitsubishi Electric | NTXSKH36A112** | TPEADA0361AA*** | 12.5 | 15.2 | 8.9 | Yes | Both | 2 | 500 | 700 | 100 | 300 | 2025-01-01
207702756 | Trane / Mitsubishi Electric | NTXSKS09A112** | PEAD-A09AA* | 11.2 | 17.9 | 10.5 | No | N/A | 4 | 700 | 900 | 150 | 350 | 2025-01-01
207702757 | Trane / Mitsubishi Electric | NTXSKS09A112** | TPEADA0091AA*** | 11.2 | 17.9 | 10.5 | No | N/A | 4 | 700 | 900 | 150 | 350 | 2025-01-01
207702759 | Trane / Mitsubishi Electric | NTXSKS12A112** | PEAD-A12AA* | 11.8 | 20 | 10.9 | Yes | No | 4 | 700 | 900 | 150 | 350 | 2025-01-01
207702760 | Trane / Mitsubishi Electric | NTXSKS12A112** | TPEADA0121AA*** | 11.8 | 20 | 10.9 | Yes | No | 4 | 700 | 900 | 150 | 350 | 2025-01-01
207702761 | Trane / Mitsubishi Electric | NTXSKS15A112** | PEAD-A15AA* | 12 | 18 | 9.6 | Yes | No | 3 | 600 | 800 | 150 | 350 | 2025-01-01
207702763 | Trane / Mitsubishi Electric | NTXSKS15A112** | TPEADA0151AA*** | 12 | 18 | 9.6 | Yes | No | 3 | 600 | 800 | 150 | 350 | 2025-01-01
207702765 | Trane / Mitsubishi Electric | NTXSKS18A112** | PEAD-A18AA* | 13.2 | 20.7 | 10.8 | Yes | No | 4 | 700 | 900 | 150 | 350 | 2025-01-01
207702767 | Trane / Mitsubishi Electric | NTXSKS18A112** | TPEADA0181AA*** | 13.2 | 20.7 | 10.8 | Yes | No | 4 | 700 | 900 | 150 | 350 | 2025-01-01
207702769 | Trane / Mitsubishi Electric | NTXSKS24A112** | PEAD-A24AA* | 11.7 | 18.9 | 9.3 | Yes | No | 3 | 600 | 800 | 150 | 350 | 2025-01-01
207702770 | Trane / Mitsubishi Electric | NTXSKS24A112** | TPEADA0241AA*** | 11.7 | 18.9 | 9.3 | Yes | No | 3 | 600 | 800 | 150 | 350 | 2025-01-01
207702771 | Trane / Mitsubishi Electric | NTXSKS30A112** | PEAD-A30AA* | 11.7 | 18.9 | 11.4 | Yes | No | 4 | 700 | 900 | 150 | 350 | 2025-01-01
207702773 | Trane / Mitsubishi Electric | NTXSKS30A112** | TPEADA0301AA*** | 11.7 | 18.9 | 11.4 | Yes | No | 4 | 700 | 900 | 150 | 350 | 2025-01-01
207702774 | Trane / Mitsubishi Electric | NTXSKS36A112** | PEAD-A36AA* | 9.1 | 16.5 | 9.3 | No | N/A | 3 | 600 | 800 | 150 | 350 | 2025-01-01
207702776 | Trane / Mitsubishi Electric | NTXSKS36A112** | TPEADA0361AA*** | 9.1 | 16.5 | 9.3 | No | N/A | 3 | 600 | 800 | 150 | 350 | 2025-01-01
207702777 | Trane / Mitsubishi Electric | PUZ-A12NKA7*** | TPEADA0121AA*** | 12.5 | 20.7 | 9.4 | Yes | No | 3 | 600 | 800 | 150 | 350 | 2025-01-01
207702779 | Trane / Mitsubishi Electric | PUZ-A18NKA7*** | TPEADA0181AA*** | 10.3 | 18.7 | 8.6 | No | N/A | 2 | 500 | 700 | 100 | 300 | 2025-01-01
207702781 | Trane / Mitsubishi Electric | PUZ-A24NHA7*** | TPEADA0241AA*** | 12 | 19.2 | 9.1 | Yes | No | 3 | 600 | 800 | 150 | 350 | 2025-01-01
207702782 | Trane / Mitsubishi Electric | PUZ-A30NHA7*** | TPEADA0301AA*** | 10 | 18.5 | 9.1 | No | N/A | 3 | 600 | 800 | 150 | 350 | 2025-01-01
207702783 | Trane / Mitsubishi Electric | PUZ-A36NKA7*** | TPEADA0361AA*** | 12.1 | 18.7 | 8.6 | Yes | No | 2 | 500 | 700 | 100 | 300 | 2025-01-01
207702785 | Trane / Mitsubishi Electric | PUZ-A42NKA7*** | TPEADA0421AA*** | 10.7 | 18.4 | 9 | No | N/A | 3 | 600 | 800 | 150 | 350 | 2025-01-01
207702795 | Trane / Mitsubishi Electric | PUZ-HA36NKA | TPEADA0361AA*** | 12.2 | 16.5 | 8.7 | Yes | Both | 2 | 500 | 700 | 100 | 300 | 2025-01-01
207702799 | Trane / Mitsubishi Electric | PUZ-HA42NKA1 | TPEADA0421AA*** | 10.4 | 15.5 | 8.9 | Yes | Yes | 2 | 500 | 700 | 100 | 300 | 2025-01-01
207702802 | Trane / Mitsubishi Electric | SUZ-KA09NA2 | TPEADA0091AA*** | 11.2 | 17.9 | 10.5 | No | N/A | 4 | 700 | 900 | 150 | 350 | 2025-01-01
207702803 | Trane / Mitsubishi Electric | SUZ-KA09NAHZ | TPEADA0091AA*** | 12.5 | 17 | 9.4 | Yes | No | 3 | 600 | 800 | 150 | 350 | 2025-01-01
207702805 | Trane / Mitsubishi Electric | SUZ-KA12NA2 | TPEADA0121AA*** | 11.8 | 20 | 10.9 | Yes | No | 4 | 700 | 900 | 150 | 350 | 2025-01-01
207702807 | Trane / Mitsubishi Electric | SUZ-KA12NAHZ | TPEADA0121AA*** | 12.9 | 19.3 | 9.4 | Yes | Yes | 3 | 600 | 800 | 150 | 350 | 2025-01-01
207702810 | Trane / Mitsubishi Electric | SUZ-KA15NA2 | TPEADA0151AA*** | 12 | 18 | 9.6 | Yes | No | 3 | 600 | 800 | 150 | 350 | 2025-01-01
207702811 | Trane / Mitsubishi Electric | SUZ-KA15NAHZ | TPEADA0151AA*** | 11.5 | 17.6 | 8.9 | No | N/A | 2 | 500 | 700 | 100 | 300 | 2025-01-01
207702813 | Trane / Mitsubishi Electric | SUZ-KA18NA2 | TPEADA0181AA*** | 13.2 | 20.7 | 10.8 | Yes | No | 4 | 700 | 900 | 150 | 350 | 2025-01-01
207702814 | Trane / Mitsubishi Electric | SUZ-KA18NAHZ | TPEADA0181AA*** | 12 | 18.3 | 9.2 | Yes | No | 3 | 600 | 800 | 150 | 350 | 2025-01-01
207702816 | Trane / Mitsubishi Electric | SUZ-KA24NAHZ | TPEADA0241AA*** | 11.3 | 16.2 | 9.2 | Yes | Both | 3 | 600 | 800 | 150 | 350 | 2025-01-01
207702818 | Trane / Mitsubishi Electric | SUZ-KA30NA2 | TPEADA0301AA*** | 11.7 | 18.9 | 11.4 | Yes | No | 4 | 700 | 900 | 150 | 350 | 2025-01-01
207702820 | Trane / Mitsubishi Electric | SUZ-KA30NAHZ | TPEADA0301AA*** | 12.1 | 17.4 | 8.3 | Yes | Yes | 1 | 400 | 600 | 100 | 300 | 2025-01-01
207702822 | Trane / Mitsubishi Electric | SUZ-KA36NA2 | TPEADA0361AA*** | 9.1 | 16.5 | 9.3 | No | N/A | 3 | 600 | 800 | 150 | 350 | 2025-01-01
207702823 | Trane / Mitsubishi Electric | SUZ-KA36NAHZ | TPEADA0361AA*** | 12.5 | 15.2 | 8.9 | Yes | Yes | 2 | 500 | 700 | 100 | 300 | 2025-01-01
207702826 | Trane / Mitsubishi Electric | TRUZA0121KA70** | TPEADA0121AA*** | 12.5 | 20.7 | 9.4 | Yes | No | 3 | 600 | 800 | 150 | 350 | 2025-01-01
207702832 | Trane / Mitsubishi Electric | TRUZA0241HA70** | TPEADA0241AA*** | 12 | 19.2 | 9.1 | Yes | No | 3 | 600 | 800 | 150 | 350 | 2025-01-01
207702834 | Trane / Mitsubishi Electric | TRUZA0301HA70** | TPEADA0301AA*** | 10 | 18.5 | 9.1 | No | N/A | 3 | 600 | 800 | 150 | 350 | 2025-01-01
207702838 | Trane / Mitsubishi Electric | TRUZA0361KA70** | TPEADA0361AA*** | 12.1 | 18.7 | 8.6 | Yes | No | 2 | 500 | 700 | 100 | 300 | 2025-01-01
207702840 | Trane / Mitsubishi Electric | TRUZA0421KA70** | TPEADA0421AA*** | 10.7 | 18.4 | 9 | No | N/A | 3 | 600 | 800 | 150 | 350 | 2025-01-01
207702852 | Trane / Mitsubishi Electric | TRUZH0361KA00** | TPEADA0361AA*** | 12.2 | 16.5 | 8.7 | Yes | Both | 2 | 500 | 700 | 100 | 300 | 2025-01-01
207703564 | Trane / Mitsubishi Electric | SUZ-KA24NA2 | TPEADA0241AA*** | 11.7 | 18.9 | 9.3 | Yes | No | 3 | 600 | 800 | 150 | 350 | 2025-01-01
207705479 | Trane / Mitsubishi Electric | MUZ-GS09NA*** | NTXWST09B112** | 15.4 | 28.4 | 10.9 | Yes | Both | 4 | 700 | 900 | 150 | 350 | 2025-01-01
207705480 | Trane / Mitsubishi Electric | MUZ-GS12NA*** | NTXWST12B112** | 13.05 | 25.6 | 10.7 | Yes | Both | 4 | 700 | 900 | 150 | 350 | 2025-01-01
207705482 | Trane / Mitsubishi Electric | MUZ-GS15NA*** | NTXWST15B112** | 12.75 | 21 | 11 | Yes | Both | 4 | 700 | 900 | 150 | 350 | 2025-01-01
207705483 | Trane / Mitsubishi Electric | MUZ-GS18NA*** | NTXWST18B112** | 13.45 | 21.5 | 10.3 | Yes | No | 4 | 700 | 900 | 150 | 350 | 2025-01-01
207705484 | Trane / Mitsubishi Electric | MUZ-GS24NA*** | NTXWST24B112** | 12.6 | 21.5 | 10.3 | Yes | Both | 4 | 700 | 900 | 150 | 350 | 2025-01-01
207705492 | Trane / Mitsubishi Electric | MUZ-GS09NAHZ*** | NTXWST09B112** | 15.4 | 28.4 | 9.6 | Yes | Both | 3 | 600 | 800 | 150 | 350 | 2025-01-01
207705494 | Trane / Mitsubishi Electric | MUZ-GS12NAHZ*** | NTXWST12B112** | 13.05 | 21.7 | 9.6 | Yes | Both | 3 | 600 | 800 | 150 | 350 | 2025-01-01
207705495 | Trane / Mitsubishi Electric | MUZ-GS15NAHZ*** | NTXWST15B112** | 12.75 | 21 | 9.4 | Yes | Both | 3 | 600 | 800 | 150 | 350 | 2025-01-01
207705496 | Trane / Mitsubishi Electric | MUZ-GS18NAHZ*** | NTXWST18B112** | 13.45 | 21.5 | 9.6 | Yes | Both | 3 | 600 | 800 | 150 | 350 | 2025-01-01
207705497 | Trane / Mitsubishi Electric | MUZ-GS24NAHZ*** | NTXWST24B112** | 12.6 | 21.5 | 9 | Yes | Both | 3 | 600 | 800 | 150 | 350 | 2025-01-01
207705505 | Trane / Mitsubishi Electric | NTXSST09B112** | MSZ-GS09NA*** | 15.4 | 28.4 | 10.9 | Yes | Both | 4 | 700 | 900 | 150 | 350 | 2025-01-01
207705506 | Trane / Mitsubishi Electric | NTXSST12B112** | MSZ-GS12NA*** | 13.05 | 25.6 | 10.7 | Yes | Both | 4 | 700 | 900 | 150 | 350 | 2025-01-01
207705508 | Trane / Mitsubishi Electric | NTXSST15B112** | MSZ-GS15NA*** | 12.75 | 21 | 11 | Yes | Both | 4 | 700 | 900 | 150 | 350 | 2025-01-01
207705509 | Trane / Mitsubishi Electric | NTXSST18B112** | MSZ-GS18NA*** | 13.45 | 21.5 | 10.3 | Yes | No | 4 | 700 | 900 | 150 | 350 | 2025-01-01
207705510 | Trane / Mitsubishi Electric | NTXSST24B112** | MSZ-GS24NA*** | 12.6 | 21.5 | 10.3 | Yes | Both | 4 | 700 | 900 | 150 | 350 | 2025-01-01
207705511 | Trane / Mitsubishi Electric | NTXSST09B112** | NTXWST09B112** | 15.4 | 28.4 | 10.9 | Yes | Both | 4 | 700 | 900 | 150 | 350 | 2025-01-01
207705512 | Trane / Mitsubishi Electric | NTXSST12B112** | NTXWST12B112** | 13.05 | 25.6 | 10.7 | Yes | Both | 4 | 700 | 900 | 150 | 350 | 2025-01-01
207705513 | Trane / Mitsubishi Electric | NTXSST15B112** | NTXWST15B112** | 12.75 | 21 | 11 | Yes | Both | 4 | 700 | 900 | 150 | 350 | 2025-01-01
207705515 | Trane / Mitsubishi Electric | NTXSST18B112** | NTXWST18B112** | 13.45 | 21.5 | 10.3 | Yes | No | 4 | 700 | 900 | 150 | 350 | 2025-01-01
207705516 | Trane / Mitsubishi Electric | NTXSST24B112** | NTXWST24B112** | 12.6 | 21.5 | 10.3 | Yes | Both | 4 | 700 | 900 | 150 | 350 | 2025-01-01
207705517 | Trane / Mitsubishi Electric | NTXSST09B112** | NAXWST09B112** | 15.4 | 28.4 | 10.9 | Yes | Both | 4 | 700 | 900 | 150 | 350 | 2025-01-01
207705519 | Trane / Mitsubishi Electric | NTXSST12B112** | NAXWST12B112** | 13.05 | 25.6 | 10.7 | Yes | Both | 4 | 700 | 900 | 150 | 350 | 2025-01-01
207705520 | Trane / Mitsubishi Electric | NTXSST15B112** | NAXWST15B112** | 12.75 | 21 | 11 | Yes | Both | 4 | 700 | 900 | 150 | 350 | 2025-01-01
207705521 | Trane / Mitsubishi Electric | NTXSST18B112** | NAXWST18B112** | 13.45 | 21.5 | 10.3 | Yes | No | 4 | 700 | 900 | 150 | 350 | 2025-01-01
207705522 | Trane / Mitsubishi Electric | NTXSST24B112** | NAXWST24B112** | 12.6 | 21.5 | 10.3 | Yes | Both | 4 | 700 | 900 | 150 | 350 | 2025-01-01
207705524 | Trane / Mitsubishi Electric | NTXSSH09A112** | MSZ-GS09NA*** | 15.4 | 28.4 | 9.6 | Yes | Both | 3 | 600 | 800 | 150 | 350 | 2025-01-01
207705525 | Trane / Mitsubishi Electric | NTXSSH12A112** | MSZ-GS12NA*** | 13.05 | 21.7 | 9.6 | Yes | Both | 3 | 600 | 800 | 150 | 350 | 2025-01-01
207705526 | Trane / Mitsubishi Electric | NTXSSH15A112** | MSZ-GS15NA*** | 12.75 | 21 | 9.4 | Yes | Both | 3 | 600 | 800 | 150 | 350 | 2025-01-01
207705527 | Trane / Mitsubishi Electric | NTXSSH18A112** | MSZ-GS18NA*** | 13.45 | 21.5 | 9.6 | Yes | Both | 3 | 600 | 800 | 150 | 350 | 2025-01-01
207705528 | Trane / Mitsubishi Electric | NTXSSH24A112** | MSZ-GS24NA*** | 12.6 | 21.5 | 9 | Yes | Both | 3 | 600 | 800 | 150 | 350 | 2025-01-01
207705529 | Trane / Mitsubishi Electric | NTXSSH09A112** | NTXWST09B112** | 15.4 | 28.4 | 9.6 | Yes | Both | 3 | 600 | 800 | 150 | 350 | 2025-01-01
207705531 | Trane / Mitsubishi Electric | NTXSSH12A112** | NTXWST12B112** | 13.05 | 21.7 | 9.6 | Yes | Both | 3 | 600 | 800 | 150 | 350 | 2025-01-01
207705532 | Trane / Mitsubishi Electric | NTXSSH15A112** | NTXWST15B112** | 12.75 | 21 | 9.4 | Yes | Both | 3 | 600 | 800 | 150 | 350 | 2025-01-01
207705533 | Trane / Mitsubishi Electric | NTXSSH18A112** | NTXWST18B112** | 13.45 | 21.5 | 9.6 | Yes | Both | 3 | 600 | 800 | 150 | 350 | 2025-01-01
207705535 | Trane / Mitsubishi Electric | NTXSSH24A112** | NTXWST24B112** | 12.6 | 21.5 | 9 | Yes | Both | 3 | 600 | 800 | 150 | 350 | 2025-01-01
207705536 | Trane / Mitsubishi Electric | NTXSSH09A112** | NAXWST09B112** | 15.4 | 28.4 | 9.6 | Yes | Both | 3 | 600 | 800 | 150 | 350 | 2025-01-01
207705537 | Trane / Mitsubishi Electric | NTXSSH12A112** | NAXWST12B112** | 13.05 | 21.7 | 9.6 | Yes | Both | 3 | 600 | 800 | 150 | 350 | 2025-01-01
207705539 | Trane / Mitsubishi Electric | NTXSSH15A112** | NAXWST15B112** | 12.75 | 21 | 9.4 | Yes | Both | 3 | 600 | 800 | 150 | 350 | 2025-01-01
207705540 | Trane / Mitsubishi Electric | NTXSSH18A112** | NAXWST18B112** | 13.45 | 21.5 | 9.6 | Yes | Both | 3 | 600 | 800 | 150 | 350 | 2025-01-01
207705541 | Trane / Mitsubishi Electric | NTXSSH24A112** | NAXWST24B112** | 12.6 | 21.5 | 9 | Yes | Both | 3 | 600 | 800 | 150 | 350 | 2025-01-01
206717833 | Trane / Mitsubishi Electric | PUZ-HA24NHA1 | TPCA0A0241KA70A | 12.5 | 18.7 | 9.5 | Yes | Both | 3 | 600 | 800 | 150 | 350 | 2025-01-01
206717835 | Trane / Mitsubishi Electric | PUZ-HA24NHA1 | TPKA0A0241KA70A | 12.6 | 19.5 | 9.5 | Yes | Both | 3 | 600 | 800 | 150 | 350 | 2025-01-01
206717845 | Trane / Mitsubishi Electric | PUZ-HA30NKA | TPLA0A0301EA70A | 14.1 | 20.2 | 8.8 | Yes | Both | 2 | 500 | 700 | 100 | 300 | 2025-01-01
206717846 | Trane / Mitsubishi Electric | PUZ-HA30NKA | TPVA0A0301AA70A | 13 | 18 | 8.7 | Yes | Both | 2 | 500 | 700 | 100 | 300 | 2025-01-01
206717851 | Trane / Mitsubishi Electric | PUZ-HA36NKA | TPCA0A0361KA70A | 12.5 | 18 | 9.2 | Yes | Both | 3 | 600 | 800 | 150 | 350 | 2025-01-01
206717853 | Trane / Mitsubishi Electric | PUZ-HA36NKA | TPKA0A0361KA70A | 12.3 | 18.7 | 9 | Yes | Both | 3 | 600 | 800 | 150 | 350 | 2025-01-01
206717863 | Trane / Mitsubishi Electric | PUZ-HA42NKA1 | TPVA0A0421AA70A | 9.8 | 15.4 | 9.3 | Yes | Yes | 2 | 500 | 700 | 100 | 300 | 2025-01-01
206717868 | Trane / Mitsubishi Electric | TRUZH0301KA00** | PCA-A30KA**** | 12.6 | 17.9 | 8.5 | Yes | Both | 2 | 500 | 700 | 100 | 300 | 2025-01-01
206717869 | Trane / Mitsubishi Electric | TRUZH0301KA00** | PKA-A30KA**** | 12.8 | 18.5 | 8.5 | Yes | Both | 2 | 500 | 700 | 100 | 300 | 2025-01-01
206717873 | Trane / Mitsubishi Electric | TRUZH0421KA10** | PCA-A42KA**** | 10 | 15.5 | 9 | Yes | Yes | 2 | 500 | 700 | 100 | 300 | 2025-01-01
206717878 | Trane / Mitsubishi Electric | TRUZH0421KA10** | PEAD-A42AA**** | 10.4 | 15.5 | 8.9 | Yes | Yes | 2 | 500 | 700 | 100 | 300 | 2025-01-01
206717881 | Trane / Mitsubishi Electric | TRUZH0301KA00** | PLA-A30EA**** | 14.1 | 20.2 | 8.8 | Yes | Both | 2 | 500 | 700 | 100 | 300 | 2025-01-01
206717884 | Trane / Mitsubishi Electric | TRUZH0421KA10** | PLA-A42EA**** | 10.7 | 16.3 | 9 | Yes | Yes | 3 | 600 | 800 | 150 | 350 | 2025-01-01
206717890 | Trane / Mitsubishi Electric | TRUZH0421KA10** | PVA-A42AA**** | 9.8 | 15.4 | 9.3 | Yes | Yes | 2 | 500 | 700 | 100 | 300 | 2025-01-01
206720305 | Trane / Mitsubishi Electric | PUZ-A12NKA7*** | TPLA0A0121EA70* | 16.4 | 26.9 | 10.9 | Yes | No | 4 | 700 | 900 | 150 | 350 | 2025-01-01
206720306 | Trane / Mitsubishi Electric | PUZ-A12NKA7*** | TPVA0A0121AA70* | 13.4 | 22 | 8.9 | Yes | No | 2 | 500 | 700 | 100 | 300 | 2025-01-01
206720308 | Trane / Mitsubishi Electric | PUZ-A18NKA7*** | TPLA0A0181EA70* | 14.4 | 25 | 9.2 | Yes | No | 3 | 600 | 800 | 150 | 350 | 2025-01-01
206720309 | Trane / Mitsubishi Electric | PUZ-A18NKA7*** | TPVA0A0181AA70* | 11.4 | 20.3 | 9 | No | N/A | 3 | 600 | 800 | 150 | 350 | 2025-01-01
206720310 | Trane / Mitsubishi Electric | PUZ-A24NHA7*** | TPCA0A0241KA70* | 12.2 | 21 | 9.2 | Yes | No | 3 | 600 | 800 | 150 | 350 | 2025-01-01
206720312 | Trane / Mitsubishi Electric | PUZ-A24NHA7*** | TPLA0A0241EA70* | 14.3 | 24.7 | 9.3 | Yes | No | 3 | 600 | 800 | 150 | 350 | 2025-01-01
206720313 | Trane / Mitsubishi Electric | PUZ-A24NHA7*** | TPVA0A0241AA70* | 12.1 | 20.5 | 8.3 | Yes | No | 1 | 400 | 600 | 100 | 300 | 2025-01-01
206720314 | Trane / Mitsubishi Electric | PUZ-A30NHA7*** | TPCA0A0301KA70* | 9.4 | 19.8 | 9.2 | No | N/A | 3 | 600 | 800 | 150 | 350 | 2025-01-01
206720316 | Trane / Mitsubishi Electric | PUZ-A30NHA7*** | TPLA0A0301EA70* | 11.8 | 23.4 | 9.5 | Yes | No | 3 | 600 | 800 | 150 | 350 | 2025-01-01
206720317 | Trane / Mitsubishi Electric | PUZ-A30NHA7*** | TPVA0A0301AA70* | 9.9 | 19.4 | 8.9 | No | N/A | 2 | 500 | 700 | 100 | 300 | 2025-01-01
206720318 | Trane / Mitsubishi Electric | PUZ-A36NKA7*** | TPCA0A0361KA70* | 11 | 19.5 | 8.9 | No | N/A | 2 | 500 | 700 | 100 | 300 | 2025-01-01
206720320 | Trane / Mitsubishi Electric | PUZ-A36NKA7*** | TPLA0A0361EA70* | 12.9 | 22 | 9.3 | Yes | No | 3 | 600 | 800 | 150 | 350 | 2025-01-01
206720321 | Trane / Mitsubishi Electric | PUZ-A36NKA7*** | TPVA0A0361AA70* | 11 | 19.8 | 8.7 | No | N/A | 2 | 500 | 700 | 100 | 300 | 2025-01-01
206720322 | Trane / Mitsubishi Electric | PUZ-A42NKA7*** | TPCA0A0421KA70* | 10 | 17.7 | 9.4 | No | N/A | 3 | 600 | 800 | 150 | 350 | 2025-01-01
206720324 | Trane / Mitsubishi Electric | PUZ-A42NKA7*** | TPVA0A0421AA70* | 10.1 | 18.7 | 8.8 | No | N/A | 2 | 500 | 700 | 100 | 300 | 2025-01-01
206720325 | Trane / Mitsubishi Electric | TRUZA0121KA70** | PLA-A12EA**** | 16.4 | 26.9 | 10.9 | Yes | No | 4 | 700 | 900 | 150 | 350 | 2025-01-01
206720326 | Trane / Mitsubishi Electric | TRUZA0121KA70** | PVA-A12AA**** | 13.4 | 22 | 8.9 | Yes | No | 2 | 500 | 700 | 100 | 300 | 2025-01-01
206720327 | Trane / Mitsubishi Electric | TRUZA0181KA70** | PEAD-A18AA**** | 10.3 | 18.7 | 8.6 | No | N/A | 2 | 500 | 700 | 100 | 300 | 2025-01-01
206720328 | Trane / Mitsubishi Electric | TRUZA0181KA70** | PLA-A18EA**** | 14.4 | 25 | 9.2 | Yes | No | 3 | 600 | 800 | 150 | 350 | 2025-01-01
206720329 | Trane / Mitsubishi Electric | TRUZA0181KA70** | PVA-A18AA**** | 11.4 | 20.3 | 9 | No | N/A | 3 | 600 | 800 | 150 | 350 | 2025-01-01
206720330 | Trane / Mitsubishi Electric | TRUZA0241HA70** | PCA-A24KA**** | 12.2 | 21 | 9.2 | Yes | No | 3 | 600 | 800 | 150 | 350 | 2025-01-01
206720331 | Trane / Mitsubishi Electric | TRUZA0241HA70** | PKA-A24KA**** | 12.2 | 21.3 | 9.3 | Yes | No | 3 | 600 | 800 | 150 | 350 | 2025-01-01
206720332 | Trane / Mitsubishi Electric | TRUZA0241HA70** | PLA-A24EA**** | 14.3 | 24.7 | 9.3 | Yes | No | 3 | 600 | 800 | 150 | 350 | 2025-01-01
206720333 | Trane / Mitsubishi Electric | TRUZA0241HA70** | PVA-A24AA**** | 12.1 | 20.5 | 8.3 | Yes | No | 1 | 400 | 600 | 100 | 300 | 2025-01-01
206720334 | Trane / Mitsubishi Electric | TRUZA0301HA70** | PCA-A30KA**** | 9.4 | 19.8 | 9.2 | No | N/A | 3 | 600 | 800 | 150 | 350 | 2025-01-01
206720335 | Trane / Mitsubishi Electric | TRUZA0301HA70** | PEAD-A30AA**** | 10 | 18.5 | 9.1 | No | N/A | 3 | 600 | 800 | 150 | 350 | 2025-01-01
206720336 | Trane / Mitsubishi Electric | TRUZA0301HA70** | PKA-A30KA**** | 9.5 | 20 | 8.8 | No | N/A | 2 | 500 | 700 | 100 | 300 | 2025-01-01
206720337 | Trane / Mitsubishi Electric | TRUZA0301HA70** | PLA-A30EA**** | 11.8 | 23.4 | 9.5 | Yes | No | 3 | 600 | 800 | 150 | 350 | 2025-01-01
206720338 | Trane / Mitsubishi Electric | TRUZA0301HA70** | PVA-A30AA**** | 9.9 | 19.4 | 8.9 | No | N/A | 2 | 500 | 700 | 100 | 300 | 2025-01-01
206720339 | Trane / Mitsubishi Electric | TRUZA0361KA70** | PCA-A36KA**** | 11 | 19.5 | 8.9 | No | N/A | 2 | 500 | 700 | 100 | 300 | 2025-01-01
206720340 | Trane / Mitsubishi Electric | TRUZA0361KA70** | PEAD-A36AA**** | 12.1 | 18.7 | 8.6 | Yes | No | 2 | 500 | 700 | 100 | 300 | 2025-01-01
206720341 | Trane / Mitsubishi Electric | TRUZA0361KA70** | PKA-A36KA**** | 10.8 | 19.4 | 8.4 | No | N/A | 1 | 400 | 600 | 100 | 300 | 2025-01-01
206720342 | Trane / Mitsubishi Electric | TRUZA0361KA70** | PLA-A36EA**** | 12.9 | 22 | 9.3 | Yes | No | 3 | 600 | 800 | 150 | 350 | 2025-01-01
206720343 | Trane / Mitsubishi Electric | TRUZA0361KA70** | PVA-A36AA**** | 11 | 19.8 | 8.7 | No | N/A | 2 | 500 | 700 | 100 | 300 | 2025-01-01
206720344 | Trane / Mitsubishi Electric | TRUZA0421KA70** | PCA-A42KA**** | 10 | 17.7 | 9.4 | No | N/A | 3 | 600 | 800 | 150 | 350 | 2025-01-01
206720345 | Trane / Mitsubishi Electric | TRUZA0421KA70** | PEAD-A42AA**** | 10.7 | 18.4 | 9 | No | N/A | 3 | 600 | 800 | 150 | 350 | 2025-01-01
206720346 | Trane / Mitsubishi Electric | TRUZA0421KA70** | PLA-A42EA**** | 11.6 | 21.5 | 9.4 | No | N/A | 3 | 600 | 800 | 150 | 350 | 2025-01-01
206720347 | Trane / Mitsubishi Electric | TRUZA0421KA70** | PVA-A42AA**** | 10.1 | 18.7 | 8.8 | No | N/A | 2 | 500 | 700 | 100 | 300 | 2025-01-01
206720348 | Trane / Mitsubishi Electric | TRUZH0241HA10** | PCA-A24KA**** | 12.5 | 18.7 | 9.5 | Yes | Both | 3 | 600 | 800 | 150 | 350 | 2025-01-01
206720349 | Trane / Mitsubishi Electric | TRUZH0241HA10** | PKA-A24KA**** | 12.6 | 19.5 | 9.5 | Yes | Both | 3 | 600 | 800 | 150 | 350 | 2025-01-01
206720353 | Trane / Mitsubishi Electric | TRUZH0361KA00** | PEAD-A36AA**** | 12.2 | 16.5 | 8.7 | Yes | Both | 2 | 500 | 700 | 100 | 300 | 2025-01-01
206720354 | Trane / Mitsubishi Electric | TRUZH0361KA00** | PKA-A36KA**** | 12.3 | 18.7 | 9 | Yes | Both | 3 | 600 | 800 | 150 | 350 | 2025-01-01
206720355 | Trane / Mitsubishi Electric | TRUZH0361KA00** | PLA-A36EA**** | 13 | 20 | 9 | Yes | Both | 3 | 600 | 800 | 150 | 350 | 2025-01-01
206720356 | Trane / Mitsubishi Electric | TRUZH0361KA00** | PVA-A36AA**** | 13.2 | 18.2 | 10 | Yes | Both | 4 | 700 | 900 | 150 | 350 | 2025-01-01
206720357 | Trane / Mitsubishi Electric | PUZ-A18NKA7*** | TPKA0A0181HA70* | 10.7 | 20.2 | 9.2 | No | N/A | 3 | 600 | 800 | 150 | 350 | 2025-01-01
206720358 | Trane / Mitsubishi Electric | PUZ-A24NHA7*** | TPKA0A0241KA70* | 12.2 | 21.3 | 9.3 | Yes | No | 3 | 600 | 800 | 150 | 350 | 2025-01-01
206720359 | Trane / Mitsubishi Electric | PUZ-A30NHA7*** | TPKA0A0301KA70* | 9.5 | 20 | 8.8 | No | N/A | 2 | 500 | 700 | 100 | 300 | 2025-01-01
206720360 | Trane / Mitsubishi Electric | PUZ-A36NKA7*** | TPKA0A0361KA70* | 10.8 | 19.4 | 8.4 | No | N/A | 1 | 400 | 600 | 100 | 300 | 2025-01-01
206720361 | Trane / Mitsubishi Electric | PUZ-A42NKA7*** | TPLA0A0421EA70* | 11.6 | 21.5 | 9.4 | No | N/A | 3 | 600 | 800 | 150 | 350 | 2025-01-01
206720364 | Trane / Mitsubishi Electric | TRUZA0121KA70** | PEAD-A12AA* | 12.5 | 20.7 | 9.4 | Yes | No | 3 | 600 | 800 | 150 | 350 | 2025-01-01
206720365 | Trane / Mitsubishi Electric | TRUZA0241HA70** | PEAD-A24AA* | 12 | 19.2 | 9.1 | Yes | No | 3 | 600 | 800 | 150 | 350 | 2025-01-01
206720368 | Trane / Mitsubishi Electric | TRUZH0241HA10** | PEAD-A24AA**** | 11.3 | 16.2 | 9.2 | Yes | Both | 3 | 600 | 800 | 150 | 350 | 2025-01-01
206709467 | Trane / Mitsubishi Electric | NTXSPF09A112A* | NAXFKS09A112A* | 15.8 | 28.7 | 11.3 | Yes | No | 4 | 700 | 900 | 150 | 350 | 2025-01-01
206709468 | Trane / Mitsubishi Electric | NTXSPF12A112A* | NAXFKS12A112A* | 13.6 | 26.7 | 10.6 | Yes | No | 4 | 700 | 900 | 150 | 350 | 2025-01-01
206709469 | Trane / Mitsubishi Electric | NTXSPF15A112A* | NAXFKS15A112A* | 13.5 | 22.2 | 10.7 | Yes | No | 4 | 700 | 900 | 150 | 350 | 2025-01-01
206709470 | Trane / Mitsubishi Electric | NTXSPF18A112A* | NAXFKS18A112A* | 12.6 | 22 | 10.3 | Yes | No | 4 | 700 | 900 | 150 | 350 | 2025-01-01
206709488 | Trane / Mitsubishi Electric | NTXSPF09A112A* | MFZ-KJ09NA*** | 15.8 | 28.7 | 11.3 | Yes | No | 4 | 700 | 900 | 150 | 350 | 2025-01-01
206709489 | Trane / Mitsubishi Electric | NTXSPF12A112A* | MFZ-KJ12NA*** | 13.6 | 26.7 | 10.6 | Yes | No | 4 | 700 | 900 | 150 | 350 | 2025-01-01
206709490 | Trane / Mitsubishi Electric | NTXSPF15A112A* | MFZ-KJ15NA*** | 13.5 | 22.2 | 10.7 | Yes | No | 4 | 700 | 900 | 150 | 350 | 2025-01-01
206709491 | Trane / Mitsubishi Electric | NTXSPF18A112A* | MFZ-KJ18NA*** | 12.6 | 22 | 10.3 | Yes | No | 4 | 700 | 900 | 150 | 350 | 2025-01-01
206709519 | Trane / Mitsubishi Electric | TRUZA0181KA70** | PKA-A18HA* | 10.7 | 20.2 | 9.2 | No | N/A | 3 | 600 | 800 | 150 | 350 | 2025-01-01
206223012 | Trane / Mitsubishi Electric | NTXSKH30A112AA | NTXAMT30A112AA | 12.8 | 15.2 | 8.5 | Yes | Both | 2 | 500 | 700 | 100 | 300 | 2025-01-01
206328151 | Trane / Mitsubishi Electric | NTXSKH12A112AA | SLZ-KF12NA | 12.7 | 20.8 | 9 | Yes | Yes | 3 | 600 | 800 | 150 | 350 | 2025-01-01
206331351 | Trane / Mitsubishi Electric | NTXSKH09A112AA | SLZ-KF09NA | 15 | 20.5 | 9 | Yes | No | 3 | 600 | 800 | 150 | 350 | 2025-01-01
206331354 | Trane / Mitsubishi Electric | NTXSKH12A112AA | SVZ-KP12NA | 13.9 | 20 | 9.5 | Yes | No | 3 | 600 | 800 | 150 | 350 | 2025-01-01
206331357 | Trane / Mitsubishi Electric | NTXSKH18A112AA | SVZ-KP18NA | 12.4 | 18.7 | 9.2 | Yes | Yes | 3 | 600 | 800 | 150 | 350 | 2025-01-01
206331456 | Trane / Mitsubishi Electric | NTXSKH24A112AA | SVZ-KP24NA | 9.9 | 16 | 8.4 | No | N/A | 1 | 400 | 600 | 100 | 300 | 2025-01-01
206331458 | Trane / Mitsubishi Electric | NTXSKH30A112AA | SVZ-KP30NA | 12.8 | 15.2 | 8.5 | Yes | Both | 2 | 500 | 700 | 100 | 300 | 2025-01-01
206331460 | Trane / Mitsubishi Electric | NTXSKH36A112AA | SVZ-KP36NA | 9.5 | 16 | 9 | No | N/A | 3 | 600 | 800 | 150 | 350 | 2025-01-01
204793339 | Trane / Mitsubishi Electric | NTXSKH09A112AA | NTXCKS09A112AA | 15 | 20.5 | 9 | Yes | No | 3 | 600 | 800 | 150 | 350 | 2025-01-01
204793343 | Trane / Mitsubishi Electric | NTXSKH12A112AA | NTXCKS12A112AA | 12.7 | 20.8 | 9 | Yes | Yes | 3 | 600 | 800 | 150 | 350 | 2025-01-01
204793351 | Trane / Mitsubishi Electric | NTXSKH18A112AA | NTXCKS18A112AA | 12.5 | 19.2 | 8.5 | Yes | No | 2 | 500 | 700 | 100 | 300 | 2025-01-01
204793353 | Trane / Mitsubishi Electric | NTXSKH18A112AA | NTXAMT18A112AA | 12.4 | 18.7 | 9.2 | Yes | Yes | 3 | 600 | 800 | 150 | 350 | 2025-01-01
207702789 | Trane / Mitsubishi Electric | PUZ-HA24NHA1 | TPEADA0241AA*** | 11.3 | 16.2 | 9.2 | Yes | Both | 3 | 600 | 800 | 150 | 350 | 2025-01-01
207702792 | Trane / Mitsubishi Electric | PUZ-HA30NKA | TPEADA0301AA*** | 12.1 | 17.4 | 8.3 | Yes | Both | 1 | 400 | 600 | 100 | 300 | 2025-01-01
202373716 | Trane / Mitsubishi Electric | NTXSPF09A112A* | NTXFKS09A112A* | 15.8 | 28.7 | 11.3 | Yes | No | 4 | 700 | 900 | 150 | 350 | 2025-01-01
202373717 | Trane / Mitsubishi Electric | NTXSPF12A112A* | NTXFKS12A112A* | 13.6 | 26.7 | 10.6 | Yes | No | 4 | 700 | 900 | 150 | 350 | 2025-01-01
202373718 | Trane / Mitsubishi Electric | NTXSPF15A112A* | NTXFKS15A112A* | 13.5 | 22.2 | 10.7 | Yes | No | 4 | 700 | 900 | 150 | 350 | 2025-01-01
202373719 | Trane / Mitsubishi Electric | NTXSPF18A112A* | NTXFKS18A112A* | 12.6 | 22 | 10.3 | Yes | No | 4 | 700 | 900 | 150 | 350 | 2025-01-01
202373732 | Trane / Mitsubishi Electric | NTXSST09A112A* | NTXWST09A112A* | 15.4 | 24.3 | 10.9 | No | N/A | 4 | 700 | 900 | 150 | 350 | 2025-01-01
202373733 | Trane / Mitsubishi Electric | NTXSST12A112A* | NTXWST12A112A* | 13 | 23.1 | 10.7 | No | N/A | 4 | 700 | 900 | 150 | 350 | 2025-01-01
202373734 | Trane / Mitsubishi Electric | NTXSST15A112A* | NTXWST15A112A* | 13 | 21 | 11 | No | N/A | 4 | 700 | 900 | 150 | 350 | 2025-01-01
202373735 | Trane / Mitsubishi Electric | NTXSST18A112A* | NTXWST18A112A* | 13.4 | 20.5 | 10.3 | No | N/A | 4 | 700 | 900 | 150 | 350 | 2025-01-01
202373736 | Trane / Mitsubishi Electric | NTXSST24A112A* | NTXWST24A112A* | 12.5 | 20.4 | 10 | No | N/A | 4 | 700 | 900 | 150 | 350 | 2025-01-01
202373737 | Trane / Mitsubishi Electric | NTXSMT09A112A* | NTXWMT09A112A* | 12 | 20 | 10 | No | N/A | 4 | 700 | 900 | 150 | 350 | 2025-01-01
202373738 | Trane / Mitsubishi Electric | NTXSMT12A112A* | NTXWMT12A112A* | 9.9 | 20 | 10 | No | N/A | 4 | 700 | 900 | 150 | 350 | 2025-01-01
202373739 | Trane / Mitsubishi Electric | NTXSMT15A112A* | NTXWMT15A112A* | 12 | 20 | 10 | No | N/A | 4 | 700 | 900 | 150 | 350 | 2025-01-01
202373740 | Trane / Mitsubishi Electric | NTXSMT18A112A* | NTXWMT18A112A* | 10.5 | 19 | 9.5 | No | N/A | 3 | 600 | 800 | 150 | 350 | 2025-01-01
202373741 | Trane / Mitsubishi Electric | NTXSMT24A112A* | NTXWMT24A112A* | 8.6 | 20 | 10 | No | N/A | 4 | 700 | 900 | 150 | 350 | 2025-01-01
202392223 | Trane / Mitsubishi Electric | NTXSKS12A112AA | NTXAMT12A112AA | 12.7 | 20.7 | 10.5 | Yes | No | 4 | 700 | 900 | 150 | 350 | 2025-01-01
202392239 | Trane / Mitsubishi Electric | NTXSKS18A112AA | NTXAMT18A112AA | 13.2 | 21 | 10.7 | Yes | No | 4 | 700 | 900 | 150 | 350 | 2025-01-01
202392243 | Trane / Mitsubishi Electric | NTXSKS24A112AA | NTXAMT24A112AA | 11.6 | 17.9 | 8.3 | No | N/A | 1 | 400 | 600 | 100 | 300 | 2025-01-01
202392247 | Trane / Mitsubishi Electric | NTXSKS30A112AA | NTXAMT30A112AA | 11.3 | 19.9 | 10.6 | No | N/A | 4 | 700 | 900 | 150 | 350 | 2025-01-01
202392251 | Trane / Mitsubishi Electric | NTXSKS36A112AA | NTXAMT36A112AA | 8.5 | 16 | 9.5 | No | N/A | 3 | 600 | 800 | 150 | 350 | 2025-01-01
202397883 | Trane / Mitsubishi Electric | NTXSEL09A112AA | NTXWEL09A112AA | 11 | 18 | 8.5 | No | N/A | 2 | 500 | 700 | 100 | 300 | 2025-01-01
202397884 | Trane / Mitsubishi Electric | NTXSEL12A112AA | NTXWEL12A112AA | 9 | 18 | 8.5 | No | N/A | 2 | 500 | 700 | 100 | 300 | 2025-01-01
202397885 | Trane / Mitsubishi Electric | NTXSEL18A112AA | NTXWEL18A112AA | 10 | 18 | 8.5 | No | N/A | 2 | 500 | 700 | 100 | 300 | 2025-01-01
202397886 | Trane / Mitsubishi Electric | NTXSEL24A112AA | NTXWEL24A112AA | 8 | 18 | 8.5 | No | N/A | 2 | 500 | 700 | 100 | 300 | 2025-01-01
202397887 | Trane / Mitsubishi Electric | NTXSMT09A111AA | NTXWMT09A111AA | 12 | 20 | 10 | No | N/A | 4 | 700 | 900 | 150 | 350 | 2025-01-01
202397888 | Trane / Mitsubishi Electric | NTXSMT12A111AA | NTXWMT12A111AA | 9.9 | 20 | 9.2 | No | N/A | 3 | 600 | 800 | 150 | 350 | 2025-01-01
209832355 | Trane / Mitsubishi Electric | NTXSEL24A112A* | NAXWEL24A112A* | 8 | 18 | 8.5 | No | N/A | 2 | 500 | 700 | 100 | 300 | 2025-01-01
211497043 | Trane / Mitsubishi Electric | TRUZH0421KA10** | TPEADA0421AA*** | 10.4 | 15.5 | 8.9 | Yes | Yes | 2 | 500 | 700 | 100 | 300 | 2025-01-01
211497063 | Trane / Mitsubishi Electric | NTXSKH30A112AA | TPEADA0301AA*** | 12.1 | 17.4 | 8.3 | Yes | No | 1 | 400 | 600 | 100 | 300 | 2025-01-01
210644236 | Trane / Mitsubishi Electric | NTXSST36C112A* | MSZ-GS36NA2*** | 8.8 | 18.4 | 8.5 | No | N/A | 2 | 500 | 700 | 100 | 300 | 2025-01-01
210644242 | Trane / Mitsubishi Electric | NTXSST30C112A* | NTXWST30C112A* | 9.2 | 19.1 | 8.9 | No | N/A | 2 | 500 | 700 | 100 | 300 | 2025-01-01
210644243 | Trane / Mitsubishi Electric | NTXSST36C112A* | NTXWST36C112A* | 8.8 | 18.4 | 8.5 | No | N/A | 2 | 500 | 700 | 100 | 300 | 2025-01-01
207702831 | Trane / Mitsubishi Electric | TRUZA0181KA70** | TPEADA0181AA*** | 10.3 | 18.7 | 8.6 | No | N/A | 2 | 500 | 700 | 100 | 300 | 2025-01-01
213362179 | Trane / Mitsubishi Electric | SUZ-KA36NAHZ* | TPEADA0361AA90A | 12.5 | 15.2 | 9.3 | Yes | Yes | 2 | 500 | 700 | 100 | 300 | 2025-01-01
213362174 | Trane / Mitsubishi Electric | SUZ-KA30NAHZ* | TPEADA0301AA90A | 12.5 | 17.8 | 8.6 | Yes | Yes | 2 | 500 | 700 | 100 | 300 | 2025-01-01
206717854 | Trane / Mitsubishi Electric | PUZ-HA36NKA | TPLA0A0361EA70A | 13 | 20 | 9 | Yes | Both | 3 | 600 | 800 | 150 | 350 | 2025-01-01
206717855 | Trane / Mitsubishi Electric | PUZ-HA36NKA | TPVA0A0361AA70A | 13.2 | 18.2 | 10 | Yes | Both | 4 | 700 | 900 | 150 | 350 | 2025-01-01
213617720 | Trane / Mitsubishi Electric | PUZ-HA36NKA1*** | TPLA0A0361EA*** | 13 | 20 | 9 | Yes | Both | 3 | 600 | 800 | 150 | 350 | 2025-01-01
213617721 | Trane / Mitsubishi Electric | PUZ-HA36NKA1*** | TPKA0A0361KA*** | 12.4 | 18.7 | 9 | Yes | Both | 3 | 600 | 800 | 150 | 350 | 2025-01-01
213879429 | Trane / Mitsubishi Electric | MUZ-FS18NAH*** | NTXWPH18B112A* | 12.5 | 21 | 10.3 | Yes | Both | 4 | 700 | 900 | 150 | 350 | 2025-01-01
213879427 | Trane / Mitsubishi Electric | MUZ-FS12NAH*** | NTXWPH12B112A* | 13.8 | 26.3 | 10.4 | Yes | Both | 4 | 700 | 900 | 150 | 350 | 2025-01-01
213879428 | Trane / Mitsubishi Electric | MUZ-FS15NAH*** | NTXWPH15B112A* | 14 | 22.3 | 9.9 | Yes | Both | 3 | 600 | 800 | 150 | 350 | 2025-01-01
213879425 | Trane / Mitsubishi Electric | MUZ-FS06NAH*** | NTXWPH06B112A* | 19.05 | 32.2 | 10.9 | Yes | Both | 4 | 700 | 900 | 150 | 350 | 2025-01-01
213879426 | Trane / Mitsubishi Electric | MUZ-FS09NAH*** | NTXWPH09B112A* | 16.05 | 29.8 | 10 | Yes | Both | 4 | 700 | 900 | 150 | 350 | 2025-01-01
206717860 | Trane / Mitsubishi Electric | PUZ-HA42NKA1 | TPCA0A0421KA70A | 10 | 15.5 | 9 | Yes | Yes | 2 | 500 | 700 | 100 | 300 | 2025-01-01
206717862 | Trane / Mitsubishi Electric | PUZ-HA42NKA1 | TPLA0A0421EA70A | 10.7 | 16.3 | 9 | Yes | Yes | 3 | 600 | 800 | 150 | 350 | 2025-01-01
209818325 | Trane / Mitsubishi Electric | MUZ-GS30NA2*** | NTXWST30C112A* | 9.2 | 19.1 | 8.9 | No | N/A | 2 | 500 | 700 | 100 | 300 | 2025-01-01
209818327 | Trane / Mitsubishi Electric | MUZ-GS36NA2*** | NTXWST36C112A* | 8.8 | 18.4 | 8.5 | No | N/A | 2 | 500 | 700 | 100 | 300 | 2025-01-01
209832225 | Trane / Mitsubishi Electric | MUZ-HM15NA*** | NTXWMT15A112A* | 12 | 20 | 10 | No | N/A | 4 | 700 | 900 | 150 | 350 | 2025-01-01
209832226 | Trane / Mitsubishi Electric | MUZ-HM18NA*** | NTXWMT18A112A* | 10.5 | 19 | 9.5 | No | N/A | 3 | 600 | 800 | 150 | 350 | 2025-01-01
209832227 | Trane / Mitsubishi Electric | MUZ-HM24NA*** | NTXWMT24A112A* | 8.6 | 20 | 10 | No | N/A | 4 | 700 | 900 | 150 | 350 | 2025-01-01
209832230 | Trane / Mitsubishi Electric | MUZ-WR09NA*** | NTXWEL09A112A* | 11 | 18 | 8.5 | No | N/A | 2 | 500 | 700 | 100 | 300 | 2025-01-01
209832231 | Trane / Mitsubishi Electric | MUZ-WR12NA*** | NTXWEL12A112A* | 9 | 18 | 8.5 | No | N/A | 2 | 500 | 700 | 100 | 300 | 2025-01-01
209832232 | Trane / Mitsubishi Electric | NTXSEL09A112A* | MSZ-WR09NA*** | 11 | 18 | 8.5 | No | N/A | 2 | 500 | 700 | 100 | 300 | 2025-01-01
209832235 | Trane / Mitsubishi Electric | NTXSEL12A112A* | NAXWEL12A112A* | 9 | 18 | 8.5 | No | N/A | 2 | 500 | 700 | 100 | 300 | 2025-01-01
209832236 | Trane / Mitsubishi Electric | NTXSMT09A111A* | MSZ-JP09WA*** | 12 | 20 | 10 | No | N/A | 4 | 700 | 900 | 150 | 350 | 2025-01-01
209832237 | Trane / Mitsubishi Electric | NTXSMT09A111A* | NAXWMT09A111A* | 12 | 20 | 10 | No | N/A | 4 | 700 | 900 | 150 | 350 | 2025-01-01
209832240 | Trane / Mitsubishi Electric | NTXSMT12A111A* | MSZ-JP12WA*** | 9.9 | 20 | 9.2 | No | N/A | 3 | 600 | 800 | 150 | 350 | 2025-01-01
209832241 | Trane / Mitsubishi Electric | NTXSMT12A111A* | NAXWMT12A111A* | 9.9 | 20 | 9.2 | No | N/A | 3 | 600 | 800 | 150 | 350 | 2025-01-01
209832242 | Trane / Mitsubishi Electric | NTXSMT12A112A* | MSZ-HM12NA*** | 9.9 | 20 | 10 | No | N/A | 4 | 700 | 900 | 150 | 350 | 2025-01-01
209832245 | Trane / Mitsubishi Electric | NTXSMT15A112A* | NAXWMT15A112A* | 12 | 20 | 10 | No | N/A | 4 | 700 | 900 | 150 | 350 | 2025-01-01
209832246 | Trane / Mitsubishi Electric | NTXSMT18A112A* | MSZ-HM18NA*** | 10.5 | 19 | 9.5 | No | N/A | 3 | 600 | 800 | 150 | 350 | 2025-01-01
209832247 | Trane / Mitsubishi Electric | NTXSMT18A112A* | NAXWMT18A112A* | 10.5 | 19 | 9.5 | No | N/A | 3 | 600 | 800 | 150 | 350 | 2025-01-01
206717842 | Trane / Mitsubishi Electric | PUZ-HA30NKA | TPCA0A0301KA70A | 12.6 | 17.9 | 8.5 | Yes | Both | 2 | 500 | 700 | 100 | 300 | 2025-01-01
206717844 | Trane / Mitsubishi Electric | PUZ-HA30NKA | TPKA0A0301KA70A | 12.8 | 18.5 | 8.5 | Yes | Both | 2 | 500 | 700 | 100 | 300 | 2025-01-01
215560618 | Trane / Mitsubishi Electric | PUZ-HA24NHA1*** | TPLA0A0241EA70A | 14 | 21.6 | 10 | Yes | Both | 4 | 700 | 900 | 150 | 350 | 2025-01-01
215560620 | Trane / Mitsubishi Electric | PUZ-HA24NHA1*** | TPKA0A0241KA70A | 12.6 | 19.5 | 9.5 | Yes | Both | 3 | 600 | 800 | 150 | 350 | 2025-01-01
215560622 | Trane / Mitsubishi Electric | PUZ-HA24NHA1*** | TPCA0A0241KA70A | 12.5 | 18.7 | 9.5 | Yes | Both | 3 | 600 | 800 | 150 | 350 | 2025-01-01
215560624 | Trane / Mitsubishi Electric | PUZ-HA24NHA1*** | TPEADA0241AA*** | 11.3 | 16.2 | 9.2 | Yes | Yes | 3 | 600 | 800 | 150 | 350 | 2025-01-01
215560626 | Trane / Mitsubishi Electric | SUZ-KA24NAHZ*** | TPEADA0241AA*** | 11.3 | 16.2 | 9.2 | Yes | Both | 3 | 600 | 800 | 150 | 350 | 2025-01-01
215560628 | Trane / Mitsubishi Electric | PUZ-HA24NHA1*** | TPVA0A0241AA70A | 11.4 | 19 | 9.4 | Yes | Yes | 3 | 600 | 800 | 150 | 350 | 2025-01-01
215560630 | Trane / Mitsubishi Electric | SUZ-KA24NAHZ*** | NAXAMT24A112AA | 9.9 | 16 | 8.4 | No | N/A | 1 | 400 | 600 | 100 | 300 | 2025-01-01
215560631 | Trane / Mitsubishi Electric | SUZ-KA24NAHZ*** | NTXAMT24A112AA | 9.9 | 16 | 8.4 | No | N/A | 1 | 400 | 600 | 100 | 300 | 2025-01-01
207702848 | Trane / Mitsubishi Electric | TRUZH0241HA10** | TPEADA0241AA*** | 11.3 | 16.2 | 9.2 | Yes | Both | 3 | 600 | 800 | 150 | 350 | 2025-01-01
207702850 | Trane / Mitsubishi Electric | TRUZH0301KA00** | TPEADA0301AA*** | 12.1 | 17.4 | 8.3 | Yes | Both | 1 | 400 | 600 | 100 | 300 | 2025-01-01
211497058 | Trane / Mitsubishi Electric | TRUZH0361KA00NA | TPVA0A0361AA*** | 13.2 | 18.2 | 10 | Yes | Both | 4 | 700 | 900 | 150 | 350 | 2025-01-01
211497047 | Trane / Mitsubishi Electric | TRUZH0421KA10NA | TPVA0A0421AA*** | 9.8 | 15.4 | 9.3 | Yes | Yes | 2 | 500 | 700 | 100 | 300 | 2025-01-01
211497049 | Trane / Mitsubishi Electric | TRUZH0421KA10NA | TPLA0A0421EA*** | 10.7 | 16.3 | 9 | Yes | Yes | 3 | 600 | 800 | 150 | 350 | 2025-01-01
206720350 | Trane / Mitsubishi Electric | TRUZH0241HA10** | PLA-A24EA**** | 14 | 21.6 | 10 | Yes | Both | 4 | 700 | 900 | 150 | 350 | 2025-01-01
206720351 | Trane / Mitsubishi Electric | TRUZH0241HA10** | PVA-A24AA**** | 11.4 | 19 | 9.4 | Yes | Both | 3 | 600 | 800 | 150 | 350 | 2025-01-01
206720352 | Trane / Mitsubishi Electric | TRUZH0361KA00** | PCA-A36KA**** | 12.5 | 18 | 9.2 | Yes | Both | 3 | 600 | 800 | 150 | 350 | 2025-01-01
206717887 | Trane / Mitsubishi Electric | TRUZH0301KA00** | PVA-A30AA**** | 13 | 18 | 8.7 | Yes | Both | 2 | 500 | 700 | 100 | 300 | 2025-01-01
209832215 | Trane / Mitsubishi Electric | MUZ-GL12NA*** | NTXWST12A112A* | 13 | 23.1 | 10.7 | No | N/A | 4 | 700 | 900 | 150 | 350 | 2025-01-01
209832216 | Trane / Mitsubishi Electric | MUZ-GL15NA*** | NTXWST15A112A* | 13 | 21 | 11 | No | N/A | 4 | 700 | 900 | 150 | 350 | 2025-01-01
209832217 | Trane / Mitsubishi Electric | MUZ-GL24NA*** | NTXWST24A112A* | 12.5 | 20.4 | 10 | No | N/A | 4 | 700 | 900 | 150 | 350 | 2025-01-01
214442686 | Trane / Mitsubishi Electric | PUZ-A12NKA7*** | TPKA0A0121LA*** | 13.3 | 21.3 | 10.2 | Yes | No | 4 | 700 | 900 | 150 | 350 | 2025-01-01
214442687 | Trane / Mitsubishi Electric | TRUZA0121KA70** | PKA-A12LA* | 13.3 | 21.3 | 10.2 | Yes | No | 4 | 700 | 900 | 150 | 350 | 2025-01-01
214438319 | Trane / Mitsubishi Electric | PUZ-A18NKA7*** | TPKA0A0181LA*** | 10.7 | 20.2 | 9.2 | No | N/A | 3 | 600 | 800 | 150 | 350 | 2025-01-01
214438320 | Trane / Mitsubishi Electric | TRUZA0181KA70** | PKA-A18LA* | 10.7 | 20.2 | 9.2 | No | N/A | 3 | 600 | 800 | 150 | 350 | 2025-01-01
206717836 | Trane / Mitsubishi Electric | PUZ-HA24NHA1 | TPLA0A0241EA70A | 14 | 21.6 | 10 | Yes | Both | 4 | 700 | 900 | 150 | 350 | 2025-01-01
206717837 | Trane / Mitsubishi Electric | PUZ-HA24NHA1 | TPVA0A0241AA70A | 11.4 | 19 | 9.4 | Yes | Yes | 3 | 600 | 800 | 150 | 350 | 2025-01-01
206717875 | Trane / Mitsubishi Electric | TRUZH0301KA00** | PEAD-A30AA**** | 12.1 | 17.4 | 8.3 | Yes | Both | 1 | 400 | 600 | 100 | 300 | 2025-01-01
209832350 | Trane / Mitsubishi Electric | NTXSEL18A112A* | MSZ-WR18NA*** | 10 | 18 | 8.5 | No | N/A | 2 | 500 | 700 | 100 | 300 | 2025-01-01
209832351 | Trane / Mitsubishi Electric | NTXSEL18A112A* | NAXWEL18A112A* | 10 | 18 | 8.5 | No | N/A | 2 | 500 | 700 | 100 | 300 | 2025-01-01
209832255 | Trane / Mitsubishi Electric | NTXSST15A112A* | NAXWST15A112A* | 13 | 21 | 11 | No | N/A | 4 | 700 | 900 | 150 | 350 | 2025-01-01
209832256 | Trane / Mitsubishi Electric | NTXSST24A112A* | MSZ-GL24NA*** | 12.5 | 20.4 | 10 | No | N/A | 4 | 700 | 900 | 150 | 350 | 2025-01-01
209832257 | Trane / Mitsubishi Electric | NTXSST24A112A* | NAXWST24A112A* | 12.5 | 20.4 | 10 | No | N/A | 4 | 700 | 900 | 150 | 350 | 2025-01-01
214236392 | Trane / Mitsubishi Electric | NTXSKS09A112AA | SLZ-KF09NA* | 13.4 | 24 | 10 | Yes | No | 4 | 700 | 900 | 150 | 350 | 2025-01-01
211497108 | Trane / Mitsubishi Electric | TRUZA0361KA70** | TPLA0A0361EA*** | 12.9 | 22 | 9.3 | Yes | No | 3 | 600 | 800 | 150 | 350 | 2025-01-01
211497109 | Trane / Mitsubishi Electric | TRUZA0421KA70** | TPCA0A0421KA*** | 10 | 17.7 | 9.4 | No | N/A | 3 | 600 | 800 | 150 | 350 | 2025-01-01
211497110 | Trane / Mitsubishi Electric | TRUZA0421KA70** | TPLA0A0421EA*** | 11.6 | 21.5 | 9.4 | No | N/A | 3 | 600 | 800 | 150 | 350 | 2025-01-01
213617716 | Trane / Mitsubishi Electric | PUZ-HA30NKA1*** | TPLA0A0301EA*** | 14.1 | 20.2 | 8.8 | Yes | Both | 2 | 500 | 700 | 100 | 300 | 2025-01-01
213617717 | Trane / Mitsubishi Electric | PUZ-HA30NKA1*** | TPKA0A0301KA*** | 12.8 | 18.5 | 8.5 | Yes | Both | 2 | 500 | 700 | 100 | 300 | 2025-01-01
213617718 | Trane / Mitsubishi Electric | PUZ-HA30NKA1*** | TPCA0A0301KA*** | 12.6 | 17.9 | 8.5 | Yes | Both | 2 | 500 | 700 | 100 | 300 | 2025-01-01
213617719 | Trane / Mitsubishi Electric | PUZ-HA30NKA1*** | TPVA0A0301AA*** | 13 | 18 | 8.7 | Yes | Both | 2 | 500 | 700 | 100 | 300 | 2025-01-01
213617722 | Trane / Mitsubishi Electric | PUZ-HA36NKA1*** | TPCA0A0361KA*** | 12.5 | 18 | 9.2 | Yes | Both | 3 | 600 | 800 | 150 | 350 | 2025-01-01
213617723 | Trane / Mitsubishi Electric | PUZ-HA36NKA1*** | TPVA0A0361AA*** | 13.2 | 18.2 | 10 | Yes | Both | 4 | 700 | 900 | 150 | 350 | 2025-01-01
213617727 | Trane / Mitsubishi Electric | SUZ-KA30NAHZ1*** | NTXAMT30A112** | 12.8 | 15.2 | 8.5 | Yes | Yes | 2 | 500 | 700 | 100 | 300 | 2025-01-01
213617745 | Trane / Mitsubishi Electric | TRUZH0301KA10** | TPLA0A0301EA*** | 14.1 | 20.2 | 8.8 | Yes | Both | 2 | 500 | 700 | 100 | 300 | 2025-01-01
213617746 | Trane / Mitsubishi Electric | TRUZH0301KA10** | TPKA0A0301KA*** | 12.8 | 18.5 | 8.5 | Yes | Both | 2 | 500 | 700 | 100 | 300 | 2025-01-01
213617747 | Trane / Mitsubishi Electric | TRUZH0301KA10** | TPCA0A0301KA*** | 12.6 | 17.9 | 8.5 | Yes | Both | 2 | 500 | 700 | 100 | 300 | 2025-01-01
213617748 | Trane / Mitsubishi Electric | TRUZH0301KA10** | TPVA0A0301AA*** | 13 | 18 | 8.7 | Yes | Both | 2 | 500 | 700 | 100 | 300 | 2025-01-01
213617749 | Trane / Mitsubishi Electric | TRUZH0361KA10** | TPLA0A0361EA*** | 13 | 20 | 9 | Yes | Both | 3 | 600 | 800 | 150 | 350 | 2025-01-01
213617750 | Trane / Mitsubishi Electric | TRUZH0361KA10** | TPKA0A0361KA*** | 12.4 | 18.7 | 9 | Yes | Both | 3 | 600 | 800 | 150 | 350 | 2025-01-01
213617751 | Trane / Mitsubishi Electric | TRUZH0361KA10** | TPCA0A0361KA*** | 12.5 | 18 | 9.2 | Yes | Both | 3 | 600 | 800 | 150 | 350 | 2025-01-01
213617752 | Trane / Mitsubishi Electric | TRUZH0361KA10** | TPVA0A0361AA*** | 13.2 | 18.2 | 10 | Yes | Both | 4 | 700 | 900 | 150 | 350 | 2025-01-01
213617753 | Trane / Mitsubishi Electric | NTXSKH30A112** | NTXAMT30A112** | 12.8 | 15.2 | 8.5 | Yes | Both | 2 | 500 | 700 | 100 | 300 | 2025-01-01
213617754 | Trane / Mitsubishi Electric | TRUZH0301KA10** | PLA-A30EA* | 14.1 | 20.2 | 8.8 | Yes | Both | 2 | 500 | 700 | 100 | 300 | 2025-01-01
213617755 | Trane / Mitsubishi Electric | TRUZH0301KA10** | PKA-A30KA* | 12.8 | 18.5 | 8.5 | Yes | Both | 2 | 500 | 700 | 100 | 300 | 2025-01-01
213617756 | Trane / Mitsubishi Electric | TRUZH0301KA10** | PCA-A30KA* | 12.6 | 17.9 | 8.5 | Yes | Both | 2 | 500 | 700 | 100 | 300 | 2025-01-01
213617757 | Trane / Mitsubishi Electric | TRUZH0301KA10** | PVA-A30AA* | 13 | 18 | 8.7 | Yes | Both | 2 | 500 | 700 | 100 | 300 | 2025-01-01
213617758 | Trane / Mitsubishi Electric | TRUZH0301KA10** | PAA-A30AA* | 12 | 15.2 | 8.8 | Yes | No | 2 | 500 | 700 | 100 | 300 | 2025-01-01
213617759 | Trane / Mitsubishi Electric | TRUZH0301KA10** | PAA-A30BA* | 12 | 15.2 | 8.8 | Yes | No | 2 | 500 | 700 | 100 | 300 | 2025-01-01
213617760 | Trane / Mitsubishi Electric | TRUZH0361KA10** | PLA-A36EA* | 13 | 20 | 9 | Yes | Both | 3 | 600 | 800 | 150 | 350 | 2025-01-01
213617761 | Trane / Mitsubishi Electric | TRUZH0361KA10** | PKA-A36KA* | 12.4 | 18.7 | 9 | Yes | Both | 3 | 600 | 800 | 150 | 350 | 2025-01-01
213617762 | Trane / Mitsubishi Electric | TRUZH0361KA10** | PCA-A36KA* | 12.5 | 18 | 9.2 | Yes | Both | 3 | 600 | 800 | 150 | 350 | 2025-01-01
213617763 | Trane / Mitsubishi Electric | TRUZH0361KA10** | PVA-A36AA* | 13.2 | 18.2 | 10 | Yes | Both | 4 | 700 | 900 | 150 | 350 | 2025-01-01
213617764 | Trane / Mitsubishi Electric | NTXSKH30A112** | SVZ-KP30NA* | 12.8 | 15.2 | 8.5 | Yes | Both | 2 | 500 | 700 | 100 | 300 | 2025-01-01
213361514 | Trane / Mitsubishi Electric | NTXSPB06B112A* | NTXWPH06B112A* | 19.05 | 32.2 | 10.9 | Yes | Both | 4 | 700 | 900 | 150 | 350 | 2025-01-01
213361515 | Trane / Mitsubishi Electric | NTXSPB06B112A* | NAXWPH06B112A* | 19.05 | 32.2 | 10.9 | Yes | Both | 4 | 700 | 900 | 150 | 350 | 2025-01-01
211497113 | Trane / Mitsubishi Electric | TRUZA0241HA70** | TPVA0A0241AA*** | 12.1 | 20.5 | 8.3 | Yes | No | 1 | 400 | 600 | 100 | 300 | 2025-01-01
211497114 | Trane / Mitsubishi Electric | TRUZA0301HA70** | TPVA0A0301AA*** | 9.9 | 19.4 | 8.9 | No | N/A | 2 | 500 | 700 | 100 | 300 | 2025-01-01
211497105 | Trane / Mitsubishi Electric | TRUZA0301HA70** | TPLA0A0301EA*** | 11.8 | 23.4 | 9.5 | Yes | No | 3 | 600 | 800 | 150 | 350 | 2025-01-01
211497106 | Trane / Mitsubishi Electric | TRUZA0361KA70** | TPCA0A0361KA*** | 11 | 19.5 | 8.9 | No | N/A | 2 | 500 | 700 | 100 | 300 | 2025-01-01
209832250 | Trane / Mitsubishi Electric | NTXSST09A112A* | MSZ-GL09NA*** | 15.4 | 24.3 | 10.9 | No | N/A | 4 | 700 | 900 | 150 | 350 | 2025-01-01
209832251 | Trane / Mitsubishi Electric | NTXSST09A112A* | NAXWST09A112A* | 15.4 | 24.3 | 10.9 | No | N/A | 4 | 700 | 900 | 150 | 350 | 2025-01-01
209832252 | Trane / Mitsubishi Electric | NTXSST12A112A* | MSZ-GL12NA*** | 13 | 23.1 | 10.7 | No | N/A | 4 | 700 | 900 | 150 | 350 | 2025-01-01
213362242 | Trane / Mitsubishi Electric | TRUZA0181KA**** | PEAD-A18AA9 | 10.8 | 19.8 | 9 | No | N/A | 3 | 600 | 800 | 150 | 350 | 2025-01-01
213362245 | Trane / Mitsubishi Electric | TRUZA0241HA**** | PEAD-A24AA9 | 12.2 | 20.1 | 9.3 | Yes | No | 3 | 600 | 800 | 150 | 350 | 2025-01-01
213362247 | Trane / Mitsubishi Electric | TRUZA0301HA**** | PEAD-A30AA9 | 10.1 | 19.2 | 9.3 | No | N/A | 3 | 600 | 800 | 150 | 350 | 2025-01-01
213362250 | Trane / Mitsubishi Electric | TRUZA0361KA**** | PEAD-A36AA9 | 12.3 | 20 | 9 | Yes | No | 3 | 600 | 800 | 150 | 350 | 2025-01-01
213362253 | Trane / Mitsubishi Electric | TRUZA0421KA**** | PEAD-A42AA9 | 10.7 | 18.6 | 9.3 | No | N/A | 3 | 600 | 800 | 150 | 350 | 2025-01-01
213362255 | Trane / Mitsubishi Electric | TRUZH0421KA**** | PEAD-A42AA9 | 10 | 15.4 | 8.9 | Yes | Yes | 2 | 500 | 700 | 100 | 300 | 2025-01-01
213362258 | Trane / Mitsubishi Electric | NTXSKH09A112** | TPEADA0091AA90A | 13.4 | 19 | 9.9 | Yes | No | 3 | 600 | 800 | 150 | 350 | 2025-01-01
213362260 | Trane / Mitsubishi Electric | NTXSKH09A112** | PEAD-A09AA9 | 13.4 | 19 | 9.9 | Yes | No | 3 | 600 | 800 | 150 | 350 | 2025-01-01
213362262 | Trane / Mitsubishi Electric | NTXSKS12A112** | TPEADA0121AA90A | 12.7 | 22 | 11.9 | Yes | No | 4 | 700 | 900 | 150 | 350 | 2025-01-01
213362264 | Trane / Mitsubishi Electric | NTXSKH12A112** | TPEADA0121AA90A | 14.1 | 20.6 | 10 | Yes | Yes | 4 | 700 | 900 | 150 | 350 | 2025-01-01
213362267 | Trane / Mitsubishi Electric | NTXSKH12A112** | PEAD-A12AA9 | 14.1 | 20.6 | 10 | Yes | Yes | 4 | 700 | 900 | 150 | 350 | 2025-01-01
213362270 | Trane / Mitsubishi Electric | NTXSKH15A112** | TPEADA0151AA90A | 12.5 | 18.3 | 9.2 | Yes | Yes | 3 | 600 | 800 | 150 | 350 | 2025-01-01
213362272 | Trane / Mitsubishi Electric | NTXSKH15A112** | PEAD-A15AA9 | 12.5 | 18.3 | 9.2 | Yes | Yes | 3 | 600 | 800 | 150 | 350 | 2025-01-01
213362274 | Trane / Mitsubishi Electric | NTXSKS18A112** | TPEADA0181AA90A | 14.1 | 22 | 11.2 | Yes | No | 4 | 700 | 900 | 150 | 350 | 2025-01-01
213362275 | Trane / Mitsubishi Electric | NTXSKH18A112** | TPEADA0181AA90A | 12.7 | 18.9 | 9.5 | Yes | No | 3 | 600 | 800 | 150 | 350 | 2025-01-01
213362277 | Trane / Mitsubishi Electric | NTXSKS24A112** | TPEADA0241AA90A | 12.3 | 19.7 | 9.7 | No | N/A | 3 | 600 | 800 | 150 | 350 | 2025-01-01
213362278 | Trane / Mitsubishi Electric | NTXSKH24A112** | TPEADA0241AA90A | 11.7 | 16.7 | 9.4 | Yes | Both | 3 | 600 | 800 | 150 | 350 | 2025-01-01
213362280 | Trane / Mitsubishi Electric | NTXSKH24A112** | PEAD-A24AA9 | 11.7 | 16.7 | 9.4 | Yes | Both | 3 | 600 | 800 | 150 | 350 | 2025-01-01
213362281 | Trane / Mitsubishi Electric | NTXSKS30A112** | TPEADA0301AA90A | 12 | 19.4 | 11.7 | No | N/A | 4 | 700 | 900 | 150 | 350 | 2025-01-01
213362283 | Trane / Mitsubishi Electric | NTXSKH30A112** | TPEADA0301AA90A | 12.5 | 17.8 | 8.6 | Yes | Both | 2 | 500 | 700 | 100 | 300 | 2025-01-01
213362284 | Trane / Mitsubishi Electric | NTXSKH30A112** | PEAD-A30AA9 | 12.5 | 17.8 | 8.6 | Yes | Both | 2 | 500 | 700 | 100 | 300 | 2025-01-01
213362287 | Trane / Mitsubishi Electric | NTXSKH36A112** | TPEADA0361AA90A | 12.5 | 15.2 | 9.3 | Yes | Both | 2 | 500 | 700 | 100 | 300 | 2025-01-01
213362288 | Trane / Mitsubishi Electric | NTXSKH36A112** | PEAD-A36AA9 | 12.5 | 15.2 | 9.3 | Yes | Both | 2 | 500 | 700 | 100 | 300 | 2025-01-01
213363167 | Trane / Mitsubishi Electric | SUZ-KA12NA* | TPEADA0121AA90A | 12.7 | 22 | 11.9 | Yes | No | 4 | 700 | 900 | 150 | 350 | 2025-01-01
213363168 | Trane / Mitsubishi Electric | SUZ-KA12NAH* | TPEADA0121AA90A | 12.7 | 22 | 10.7 | Yes | No | 4 | 700 | 900 | 150 | 350 | 2025-01-01
213363171 | Trane / Mitsubishi Electric | SUZ-KA18NA* | TPEADA0181AA90A | 14.1 | 22 | 11.2 | Yes | No | 4 | 700 | 900 | 150 | 350 | 2025-01-01
213363172 | Trane / Mitsubishi Electric | SUZ-KA18NAH* | TPEADA0181AA90A | 14.1 | 22 | 10.4 | Yes | No | 4 | 700 | 900 | 150 | 350 | 2025-01-01
213363173 | Trane / Mitsubishi Electric | SUZ-KA24NA* | TPEADA0241AA90A | 12.3 | 19.7 | 9.7 | No | N/A | 3 | 600 | 800 | 150 | 350 | 2025-01-01
213363174 | Trane / Mitsubishi Electric | SUZ-KA24NAH* | TPEADA0241AA90A | 12.8 | 15.2 | 8.5 | Yes | Both | 2 | 500 | 700 | 100 | 300 | 2025-01-01
213363175 | Trane / Mitsubishi Electric | SUZ-KA30NA* | TPEADA0301AA90A | 12 | 19.4 | 11.7 | No | N/A | 4 | 700 | 900 | 150 | 350 | 2025-01-01
213363176 | Trane / Mitsubishi Electric | SUZ-KA30NAH* | TPEADA0301AA90A | 12 | 19.4 | 11.5 | No | N/A | 4 | 700 | 900 | 150 | 350 | 2025-01-01
213363179 | Trane / Mitsubishi Electric | NTXSKS09A112** | PEAD-A09AA9 | 12.1 | 19.9 | 11.1 | Yes | No | 4 | 700 | 900 | 150 | 350 | 2025-01-01
213363180 | Trane / Mitsubishi Electric | NTXSKS12A112** | PEAD-A12AA9 | 12.7 | 22 | 11.9 | Yes | No | 4 | 700 | 900 | 150 | 350 | 2025-01-01
213363181 | Trane / Mitsubishi Electric | NTXSKS15A112** | PEAD-A15AA9 | 13 | 19.6 | 10.8 | Yes | No | 4 | 700 | 900 | 150 | 350 | 2025-01-01
213363182 | Trane / Mitsubishi Electric | NTXSKS18A112** | PEAD-A18AA9 | 14.1 | 22 | 11.2 | Yes | No | 4 | 700 | 900 | 150 | 350 | 2025-01-01
213363183 | Trane / Mitsubishi Electric | NTXSKH18A112** | PEAD-A18AA9 | 12.7 | 18.9 | 9.5 | Yes | No | 3 | 600 | 800 | 150 | 350 | 2025-01-01
213363184 | Trane / Mitsubishi Electric | NTXSKS24A112** | PEAD-A24AA9 | 12.3 | 19.7 | 9.7 | Yes | No | 3 | 600 | 800 | 150 | 350 | 2025-01-01
213363185 | Trane / Mitsubishi Electric | NTXSKS30A112** | PEAD-A30AA9 | 12 | 19.4 | 11.7 | Yes | No | 4 | 700 | 900 | 150 | 350 | 2025-01-01
213363186 | Trane / Mitsubishi Electric | NTXSKS36A112** | PEAD-A36AA9 | 9.4 | 17.5 | 9.8 | No | N/A | 3 | 600 | 800 | 150 | 350 | 2025-01-01
213362154 | Trane / Mitsubishi Electric | SUZ-KA18NAHZ* | TPEADA0181AA90A | 12.7 | 18.9 | 9.5 | Yes | No | 3 | 600 | 800 | 150 | 350 | 2025-01-01
213362162 | Trane / Mitsubishi Electric | SUZ-KA24NAHZ* | TPEADA0241AA90A | 11.7 | 16.7 | 9.4 | Yes | Yes | 3 | 600 | 800 | 150 | 350 | 2025-01-01
213362175 | Trane / Mitsubishi Electric | TRUZH0301KA**** | TPEADA0301AA90A | 12.5 | 17.8 | 8.6 | Yes | Both | 2 | 500 | 700 | 100 | 300 | 2025-01-01
213362176 | Trane / Mitsubishi Electric | TRUZH0301KA**** | PEAD-A30AA9 | 12.5 | 17.8 | 8.6 | Yes | Both | 2 | 500 | 700 | 100 | 300 | 2025-01-01
213362189 | Trane / Mitsubishi Electric | TRUZH0361KA**** | TPEADA0361AA90A | 12.7 | 17.6 | 9.3 | Yes | Both | 3 | 600 | 800 | 150 | 350 | 2025-01-01
213362190 | Trane / Mitsubishi Electric | TRUZH0361KA**** | PEAD-A36AA9 | 12.7 | 17.6 | 9.3 | Yes | Both | 3 | 600 | 800 | 150 | 350 | 2025-01-01
211497042 | Trane / Mitsubishi Electric | TRUZH0421KA10NA | TPCA0A0421KA*** | 10 | 15.5 | 9 | Yes | Yes | 2 | 500 | 700 | 100 | 300 | 2025-01-01
211497046 | Trane / Mitsubishi Electric | TRUZH0241HA10NA | TPVA0A0241AA*** | 11.4 | 19 | 9.4 | Yes | Both | 3 | 600 | 800 | 150 | 350 | 2025-01-01
211497052 | Trane / Mitsubishi Electric | TRUZH0241HA10NA | TPKA0A0241KA*** | 12.6 | 19.5 | 9.5 | Yes | Both | 3 | 600 | 800 | 150 | 350 | 2025-01-01
211497053 | Trane / Mitsubishi Electric | TRUZH0241HA10NA | TPCA0A0241KA*** | 12.5 | 18.7 | 9.5 | Yes | Both | 3 | 600 | 800 | 150 | 350 | 2025-01-01
211497057 | Trane / Mitsubishi Electric | TRUZH0301KA00NA | TPVA0A0301AA*** | 13 | 18 | 8.7 | Yes | Both | 2 | 500 | 700 | 100 | 300 | 2025-01-01
211497065 | Trane / Mitsubishi Electric | NTXSKH36A112AA | TPEADA0361AA*** | 12.5 | 15.2 | 8.9 | Yes | No | 2 | 500 | 700 | 100 | 300 | 2025-01-01
211497066 | Trane / Mitsubishi Electric | NTXSKS24A112AA | NAXAMT24A112** | 11.6 | 17.9 | 8.3 | No | N/A | 1 | 400 | 600 | 100 | 300 | 2025-01-01
211497067 | Trane / Mitsubishi Electric | NTXSKH24A112AA | NAXAMT24A112** | 9.9 | 16 | 8.4 | No | N/A | 1 | 400 | 600 | 100 | 300 | 2025-01-01
211497068 | Trane / Mitsubishi Electric | NTXSKH24A112AA | NTXAMT24A112** | 9.9 | 16 | 8.4 | No | N/A | 1 | 400 | 600 | 100 | 300 | 2025-01-01
211497069 | Trane / Mitsubishi Electric | NTXSKS12A112AA | NAXAMT12A112** | 12.7 | 20.7 | 10.5 | Yes | No | 4 | 700 | 900 | 150 | 350 | 2025-01-01
211497070 | Trane / Mitsubishi Electric | NTXSKS18A112AA | NAXAMT18A112** | 13.2 | 21 | 10.7 | Yes | No | 4 | 700 | 900 | 150 | 350 | 2025-01-01
211497071 | Trane / Mitsubishi Electric | NTXSKH12A112AA | NAXAMT12A112** | 13.9 | 20 | 9.5 | Yes | No | 3 | 600 | 800 | 150 | 350 | 2025-01-01
211497072 | Trane / Mitsubishi Electric | NTXSKH18A112AA | NAXAMT18A112** | 12.4 | 18.7 | 9.2 | Yes | Both | 3 | 600 | 800 | 150 | 350 | 2025-01-01
211497073 | Trane / Mitsubishi Electric | NTXSKH30A112AA | NAXAMT30A112** | 12.8 | 15.2 | 8.5 | Yes | Both | 2 | 500 | 700 | 100 | 300 | 2025-01-01
211497074 | Trane / Mitsubishi Electric | TRUZH0241HA10NA | TPLA0A0241EA*** | 14 | 21.6 | 10 | Yes | Both | 4 | 700 | 900 | 150 | 350 | 2025-01-01
211497077 | Trane / Mitsubishi Electric | NTXSKH30A112AA | NTXAMT30A112** | 12.8 | 15.2 | 8.5 | Yes | Both | 2 | 500 | 700 | 100 | 300 | 2025-01-01
211497078 | Trane / Mitsubishi Electric | TRUZH0301KA00NA | TPKA0A0301KA*** | 12.8 | 18.5 | 8.5 | Yes | Both | 2 | 500 | 700 | 100 | 300 | 2025-01-01
211497079 | Trane / Mitsubishi Electric | NTXSKS30A112AA | NAXAMT30A112** | 11.3 | 19.9 | 10.6 | No | N/A | 4 | 700 | 900 | 150 | 350 | 2025-01-01
211497080 | Trane / Mitsubishi Electric | NTXSKS36A112AA | NAXAMT36A112** | 8.5 | 16 | 9.5 | No | N/A | 3 | 600 | 800 | 150 | 350 | 2025-01-01
211497081 | Trane / Mitsubishi Electric | NTXSKH36A112AA | NAXAMT36A112** | 9.5 | 16 | 9 | No | N/A | 3 | 600 | 800 | 150 | 350 | 2025-01-01
211497082 | Trane / Mitsubishi Electric | NTXSKH36A112AA | NTXAMT36A112** | 9.5 | 16 | 9 | No | N/A | 3 | 600 | 800 | 150 | 350 | 2025-01-01
211497084 | Trane / Mitsubishi Electric | TRUZH0361KA00NA | TPEADA0181AA*** | 12.2 | 16.5 | 8.7 | No | N/A | 2 | 500 | 700 | 100 | 300 | 2025-01-01
211497086 | Trane / Mitsubishi Electric | NTXSKH09A112AA | NTXCKS09A112** | 15 | 20.5 | 9 | Yes | No | 3 | 600 | 800 | 150 | 350 | 2025-01-01
211497087 | Trane / Mitsubishi Electric | NTXSKH12A112AA | NTXAMT12A112** | 13.9 | 20 | 9.5 | Yes | No | 3 | 600 | 800 | 150 | 350 | 2025-01-01
211497088 | Trane / Mitsubishi Electric | NTXSKH12A112AA | NTXCKS12A112** | 12.7 | 20.8 | 9 | Yes | Yes | 3 | 600 | 800 | 150 | 350 | 2025-01-01
211497092 | Trane / Mitsubishi Electric | NTXSKH18A112AA | NTXCKS18A112** | 12.5 | 19.2 | 8.5 | Yes | No | 2 | 500 | 700 | 100 | 300 | 2025-01-01
211497093 | Trane / Mitsubishi Electric | NTXSKH18A112AA | NTXAMT18A112** | 12.4 | 18.7 | 9.2 | Yes | Yes | 3 | 600 | 800 | 150 | 350 | 2025-01-01
211497094 | Trane / Mitsubishi Electric | NTXSKS18A112AA | NTXCKS18A112** | 12.5 | 21 | 10 | Yes | No | 4 | 700 | 900 | 150 | 350 | 2025-01-01
211497095 | Trane / Mitsubishi Electric | NTXSKS15A112AA | NTXCKS15A112** | 12.2 | 20.7 | 10.7 | Yes | No | 4 | 700 | 900 | 150 | 350 | 2025-01-01
211497096 | Trane / Mitsubishi Electric | NTXSKS12A112AA | NTXCKS12A112** | 13.3 | 22 | 9.7 | Yes | No | 3 | 600 | 800 | 150 | 350 | 2025-01-01
211497097 | Trane / Mitsubishi Electric | NTXSKS09A112AA | NTXCKS09A112** | 13.4 | 24 | 10 | Yes | No | 4 | 700 | 900 | 150 | 350 | 2025-01-01
211497098 | Trane / Mitsubishi Electric | TRUZA0121KA70** | TPLA0A0121EA*** | 16.4 | 26.9 | 10.9 | Yes | No | 4 | 700 | 900 | 150 | 350 | 2025-01-01
211497099 | Trane / Mitsubishi Electric | TRUZA0181KA70** | TPLA0A0181EA*** | 14.4 | 25 | 9.2 | Yes | No | 3 | 600 | 800 | 150 | 350 | 2025-01-01
211497100 | Trane / Mitsubishi Electric | TRUZA0241HA70** | TPCA0A0241KA*** | 12.2 | 21 | 9.2 | Yes | No | 3 | 600 | 800 | 150 | 350 | 2025-01-01
211497101 | Trane / Mitsubishi Electric | TRUZA0241HA70** | TPKA0A0241KA*** | 12.2 | 21.3 | 9.3 | Yes | No | 3 | 600 | 800 | 150 | 350 | 2025-01-01
211497102 | Trane / Mitsubishi Electric | TRUZA0241HA70** | TPLA0A0241EA*** | 14.3 | 24.7 | 9.3 | Yes | No | 3 | 600 | 800 | 150 | 350 | 2025-01-01
211497103 | Trane / Mitsubishi Electric | TRUZA0301HA70** | TPCA0A0301KA*** | 9.4 | 19.8 | 9.2 | No | N/A | 3 | 600 | 800 | 150 | 350 | 2025-01-01
211497104 | Trane / Mitsubishi Electric | TRUZA0301HA70** | TPKA0A0301KA*** | 9.5 | 20 | 8.8 | No | N/A | 2 | 500 | 700 | 100 | 300 | 2025-01-01
211497107 | Trane / Mitsubishi Electric | TRUZA0361KA70** | TPKA0A0361KA*** | 10.8 | 19.4 | 8.4 | No | N/A | 1 | 400 | 600 | 100 | 300 | 2025-01-01
211497111 | Trane / Mitsubishi Electric | TRUZA0121KA70** | TPVA0A0121AA*** | 13.4 | 22 | 8.9 | Yes | No | 2 | 500 | 700 | 100 | 300 | 2025-01-01
211497112 | Trane / Mitsubishi Electric | TRUZA0181KA70** | TPVA0A0181AA*** | 11.4 | 20.3 | 9 | No | N/A | 3 | 600 | 800 | 150 | 350 | 2025-01-01
211497115 | Trane / Mitsubishi Electric | TRUZA0361KA70** | TPVA0A0361AA*** | 11 | 19.8 | 8.7 | No | N/A | 2 | 500 | 700 | 100 | 300 | 2025-01-01
211497116 | Trane / Mitsubishi Electric | TRUZA0421KA70** | TPVA0A0421AA*** | 10.1 | 18.7 | 8.8 | No | N/A | 2 | 500 | 700 | 100 | 300 | 2025-01-01
211497117 | Trane / Mitsubishi Electric | TRUZA0121KA70** | TPKA0A0121LA*** | 13.3 | 21.3 | 10.2 | Yes | No | 4 | 700 | 900 | 150 | 350 | 2025-01-01
211497118 | Trane / Mitsubishi Electric | TRUZA0181KA70** | TPKA0A0181LA*** | 10.7 | 20.2 | 9.2 | No | N/A | 3 | 600 | 800 | 150 | 350 | 2025-01-01
211150917 | Trane / Mitsubishi Electric | TRUZA0241HA70** | PAA-A18AA* | 12.5 | 18.9 | 9 | Yes | No | 3 | 600 | 800 | 150 | 350 | 2025-01-01
211150918 | Trane / Mitsubishi Electric | TRUZA0241HA70** | PAA-A18BA* | 12.5 | 18.9 | 9 | Yes | No | 3 | 600 | 800 | 150 | 350 | 2025-01-01
211150919 | Trane / Mitsubishi Electric | TRUZA0241HA70** | PAA-A24AA* | 12 | 17.1 | 8.9 | Yes | No | 2 | 500 | 700 | 100 | 300 | 2025-01-01
211150920 | Trane / Mitsubishi Electric | TRUZA0241HA70** | PAA-A24BA* | 12 | 17.1 | 8.9 | Yes | No | 2 | 500 | 700 | 100 | 300 | 2025-01-01
211150921 | Trane / Mitsubishi Electric | TRUZA0301HA70** | PAA-A30AA* | 9.5 | 15.2 | 8.8 | No | N/A | 2 | 500 | 700 | 100 | 300 | 2025-01-01
211150922 | Trane / Mitsubishi Electric | TRUZA0301HA70** | PAA-A30BA* | 9.5 | 15.2 | 8.8 | No | N/A | 2 | 500 | 700 | 100 | 300 | 2025-01-01
211150923 | Trane / Mitsubishi Electric | TRUZA0361KA70** | PAA-A36BA* | 11 | 17.5 | 9.2 | No | N/A | 3 | 600 | 800 | 150 | 350 | 2025-01-01
211150924 | Trane / Mitsubishi Electric | TRUZA0361KA70** | PAA-A36CA* | 11 | 17.5 | 9.2 | No | N/A | 3 | 600 | 800 | 150 | 350 | 2025-01-01
211150927 | Trane / Mitsubishi Electric | TRUZH0241HA10NA | PAA-A24AA* | 10.5 | 15.6 | 9.3 | No | N/A | 2 | 500 | 700 | 100 | 300 | 2025-01-01
211150928 | Trane / Mitsubishi Electric | TRUZH0241HA10NA | PAA-A24BA* | 10.5 | 15.6 | 9.3 | No | N/A | 2 | 500 | 700 | 100 | 300 | 2025-01-01
211150929 | Trane / Mitsubishi Electric | TRUZH0301KA00NA | PAA-A30AA* | 12 | 18 | 8.9 | Yes | Both | 2 | 500 | 700 | 100 | 300 | 2025-01-01
211150930 | Trane / Mitsubishi Electric | TRUZH0301KA00NA | PAA-A30BA* | 12 | 18 | 8.9 | Yes | Both | 2 | 500 | 700 | 100 | 300 | 2025-01-01
211150931 | Trane / Mitsubishi Electric | TRUZH0361KA00NA | PAA-A36BA* | 10.5 | 15.3 | 9.5 | No | N/A | 2 | 500 | 700 | 100 | 300 | 2025-01-01
211150932 | Trane / Mitsubishi Electric | TRUZH0361KA00NA | PAA-A36CA* | 10.5 | 15.3 | 9.5 | No | N/A | 2 | 500 | 700 | 100 | 300 | 2025-01-01
213362131 | Trane / Mitsubishi Electric | SUZ-KA09NAHZ* | TPEADA0091AA90A | 13.4 | 19 | 9.9 | Yes | No | 3 | 600 | 800 | 150 | 350 | 2025-01-01
213362139 | Trane / Mitsubishi Electric | SUZ-KA12NAHZ* | TPEADA0121AA90A | 14.1 | 20.6 | 10 | Yes | Yes | 4 | 700 | 900 | 150 | 350 | 2025-01-01
213362145 | Trane / Mitsubishi Electric | SUZ-KA15NAHZ* | TPEADA0151AA90A | 12.5 | 18.3 | 9.2 | No | N/A | 3 | 600 | 800 | 150 | 350 | 2025-01-01
213361516 | Trane / Mitsubishi Electric | NTXSPB09B112A* | NTXWPH09B112A* | 16.05 | 29.8 | 10 | Yes | Both | 4 | 700 | 900 | 150 | 350 | 2025-01-01
213361517 | Trane / Mitsubishi Electric | NTXSPB09B112A* | NAXWPH09B112A* | 16.05 | 29.8 | 10 | Yes | Both | 4 | 700 | 900 | 150 | 350 | 2025-01-01
213361518 | Trane / Mitsubishi Electric | NTXSPB12B112A* | NTXWPH12B112A* | 13.8 | 26.3 | 10.4 | Yes | Both | 4 | 700 | 900 | 150 | 350 | 2025-01-01
213361519 | Trane / Mitsubishi Electric | NTXSPB12B112A* | NAXWPH12B112A* | 13.8 | 26.3 | 10.4 | Yes | Both | 4 | 700 | 900 | 150 | 350 | 2025-01-01
213361520 | Trane / Mitsubishi Electric | NTXSPB15B112A* | NTXWPH15B112A* | 14 | 22.3 | 9.9 | Yes | Both | 3 | 600 | 800 | 150 | 350 | 2025-01-01
213361521 | Trane / Mitsubishi Electric | NTXSPB15B112A* | NAXWPH15B112A* | 14 | 22.3 | 9.9 | Yes | Both | 3 | 600 | 800 | 150 | 350 | 2025-01-01
213361522 | Trane / Mitsubishi Electric | NTXSPB18B112A* | NTXWPH18B112A* | 12.5 | 21 | 10.3 | Yes | Both | 4 | 700 | 900 | 150 | 350 | 2025-01-01
213361523 | Trane / Mitsubishi Electric | NTXSPB18B112A* | NAXWPH18B112A* | 12.5 | 21 | 10.3 | Yes | Both | 4 | 700 | 900 | 150 | 350 | 2025-01-01
210644235 | Trane / Mitsubishi Electric | NTXSST30C112A* | MSZ-GS30NA2*** | 9.2 | 19.1 | 8.9 | No | N/A | 2 | 500 | 700 | 100 | 300 | 2025-01-01
210644244 | Trane / Mitsubishi Electric | NTXSST30C112A* | NAXWST30C112A* | 9.2 | 19.1 | 8.9 | No | N/A | 2 | 500 | 700 | 100 | 300 | 2025-01-01
210644245 | Trane / Mitsubishi Electric | NTXSST36C112A* | NAXWST36C112A* | 8.8 | 18.4 | 8.5 | No | N/A | 2 | 500 | 700 | 100 | 300 | 2025-01-01
213362201 | Trane / Mitsubishi Electric | PUZ-HA24NHA**** | TPEADA0241AA90A | 11.7 | 16.7 | 9.4 | Yes | Both | 3 | 600 | 800 | 150 | 350 | 2025-01-01
213362240 | Trane / Mitsubishi Electric | TRUZA0121KA**** | PEAD-A12AA9 | 13.6 | 21.8 | 9.8 | Yes | No | 3 | 600 | 800 | 150 | 350 | 2025-01-01
213867404 | TRUST AIR CONDITIONERS | M5H60H/O4S4P |  | 10.5 | 18.8 | 9.3 | No | N/A | 3 | 600 | 800 | 150 | 350 | 2025-01-01
208284474 | TRUST AIR CONDITIONERS | M2S18H/O4S4P |  | 12 | 19 | 9.8 | Yes | Both | 3 | 600 | 800 | 150 | 350 | 2025-01-01
208284477 | TRUST AIR CONDITIONERS | M3S27H/O4S4P |  | 11.7 | 21 | 9.2 | Yes | No | 3 | 600 | 800 | 150 | 350 | 2025-01-01
208284480 | TRUST AIR CONDITIONERS | M4S36H/O4S4P |  | 11 | 20 | 9.2 | No | N/A | 3 | 600 | 800 | 150 | 350 | 2025-01-01
208284495 | TRUST AIR CONDITIONERS | M5H48H/O4S4P |  | 11.7 | 20.9 | 9 | Yes | Both | 3 | 600 | 800 | 150 | 350 | 2025-01-01
208284483 | TRUST AIR CONDITIONERS | M5S48H/O4S4P |  | 10.8 | 20.5 | 9.7 | No | N/A | 3 | 600 | 800 | 150 | 350 | 2025-01-01
208284486 | TRUST AIR CONDITIONERS | M2H18H/O4S4P |  | 12 | 19 | 9.3 | Yes | Both | 3 | 600 | 800 | 150 | 350 | 2025-01-01
208284489 | TRUST AIR CONDITIONERS | M3H27H/O4S4P |  | 11.7 | 20 | 9.5 | Yes | Both | 3 | 600 | 800 | 150 | 350 | 2025-01-01
208284492 | TRUST AIR CONDITIONERS | M4H36H/O4S4P |  | 11.7 | 19 | 10 | Yes | No | 4 | 700 | 900 | 150 | 350 | 2025-01-01
208284491 | TRUST AIR CONDITIONERS | M4H36H/O4S4P |  | 13.6 | 22.2 | 10.3 | Yes | Both | 4 | 700 | 900 | 150 | 350 | 2025-01-01
208284494 | TRUST AIR CONDITIONERS | M5H48H/O4S4P |  | 11.7 | 21.8 | 9.8 | Yes | Both | 3 | 600 | 800 | 150 | 350 | 2025-01-01
208284485 | TRUST AIR CONDITIONERS | M2H18H/O4S4P |  | 12.5 | 22 | 9.8 | Yes | Both | 3 | 600 | 800 | 150 | 350 | 2025-01-01
208284488 | TRUST AIR CONDITIONERS | M3H27H/O4S4P |  | 12.5 | 23 | 10.6 | Yes | Both | 4 | 700 | 900 | 150 | 350 | 2025-01-01
208284479 | TRUST AIR CONDITIONERS | M4S36H/O4S4P |  | 11.7 | 23.9 | 9.5 | Yes | No | 3 | 600 | 800 | 150 | 350 | 2025-01-01
208284482 | TRUST AIR CONDITIONERS | M5S48H/O4S4P |  | 12.5 | 23.4 | 8.7 | Yes | No | 2 | 500 | 700 | 100 | 300 | 2025-01-01
208284473 | TRUST AIR CONDITIONERS | M2S18H/O4S4P |  | 13.9 | 22.9 | 10.5 | Yes | No | 4 | 700 | 900 | 150 | 350 | 2025-01-01
208284476 | TRUST AIR CONDITIONERS | M3S27H/O4S4P |  | 12.7 | 24.6 | 9.5 | Yes | No | 3 | 600 | 800 | 150 | 350 | 2025-01-01
213867403 | TRUST AIR CONDITIONERS | M5H60H/O4S4P |  | 10.5 | 22 | 9.5 | No | N/A | 3 | 600 | 800 | 150 | 350 | 2025-01-01
213867405 | TRUST AIR CONDITIONERS | M5H60H/O4S4P |  | 10.5 | 20.4 | 9.4 | No | N/A | 3 | 600 | 800 | 150 | 350 | 2025-01-01
208284475 | TRUST AIR CONDITIONERS | M2S18H/O4S4P |  | 12.95 | 20.95 | 10.15 | Yes | No | 4 | 700 | 900 | 150 | 350 | 2025-01-01
208284478 | TRUST AIR CONDITIONERS | M3S27H/O4S4P |  | 12.2 | 22.8 | 9.35 | Yes | No | 3 | 600 | 800 | 150 | 350 | 2025-01-01
208284481 | TRUST AIR CONDITIONERS | M4S36H/O4S4P |  | 11.35 | 21.95 | 9.35 | No | N/A | 3 | 600 | 800 | 150 | 350 | 2025-01-01
208284490 | TRUST AIR CONDITIONERS | M3H27H/O4S4P |  | 12.1 | 21.5 | 10.05 | Yes | Both | 4 | 700 | 900 | 150 | 350 | 2025-01-01
208284487 | TRUST AIR CONDITIONERS | M2H18H/O4S4P |  | 12.25 | 20.5 | 9.55 | Yes | Both | 3 | 600 | 800 | 150 | 350 | 2025-01-01
208284484 | TRUST AIR CONDITIONERS | M5S48H/O4S4P |  | 11.65 | 21.95 | 9.2 | No | N/A | 3 | 600 | 800 | 150 | 350 | 2025-01-01
208284493 | TRUST AIR CONDITIONERS | M4H36H/O4S4P |  | 12.65 | 20.6 | 10.15 | Yes | Both | 4 | 700 | 900 | 150 | 350 | 2025-01-01
208284496 | TRUST AIR CONDITIONERS | M5H48H/O4S4P |  | 11.7 | 21.35 | 9.4 | Yes | Both | 3 | 600 | 800 | 150 | 350 | 2025-01-01
208816909 | TRUST AIR CONDITIONERS | OUS09H/O4S4P | IUMW109H/I41P | 15 | 25.5 | 12.3 | Yes | Both | 4 | 700 | 900 | 150 | 350 | 2025-01-01
208816910 | TRUST AIR CONDITIONERS | OUS12H/O4S4P | IUMW112H/I41P | 13.7 | 24.6 | 10.7 | Yes | No | 4 | 700 | 900 | 150 | 350 | 2025-01-01
208816911 | TRUST AIR CONDITIONERS | OUS18H/O4S4P | IUMW118H/I41P | 12.5 | 23.5 | 10.8 | Yes | No | 4 | 700 | 900 | 150 | 350 | 2025-01-01
208816912 | TRUST AIR CONDITIONERS | OUS24H/O4S4P | IUMW124H/I41P | 14 | 22 | 10 | Yes | No | 4 | 700 | 900 | 150 | 350 | 2025-01-01
208816913 | TRUST AIR CONDITIONERS | OUS09H/O4S4P | IUMW106H/I41P | 15.8 | 26.5 | 13.6 | Yes | Both | 4 | 700 | 900 | 150 | 350 | 2025-01-01
208816914 | TRUST AIR CONDITIONERS | OAH09H/O4S4P | IUMW109H/I41P | 16.2 | 28.1 | 11.5 | Yes | Both | 4 | 700 | 900 | 150 | 350 | 2025-01-01
208816915 | TRUST AIR CONDITIONERS | OAH12H/O4S4P | IUMW112H/I41P | 14 | 25.5 | 10.4 | Yes | Both | 4 | 700 | 900 | 150 | 350 | 2025-01-01
208816916 | TRUST AIR CONDITIONERS | OAH18H/O4S4P | IUMW118H/I41P | 12.5 | 21.5 | 11.3 | Yes | Both | 4 | 700 | 900 | 150 | 350 | 2025-01-01
208816917 | TRUST AIR CONDITIONERS | OAH24H/O4S4P | IUMW124H/I41P | 13 | 21.5 | 11.4 | Yes | Both | 4 | 700 | 900 | 150 | 350 | 2025-01-01
208816918 | TRUST AIR CONDITIONERS | OUS09H/O4S4P | IUMC409H/I41P | 13 | 20 | 10 | Yes | Both | 4 | 700 | 900 | 150 | 350 | 2025-01-01
208816919 | TRUST AIR CONDITIONERS | OUS12H/O4S4P | IUMC412H/I41P | 14 | 22.7 | 10 | Yes | No | 4 | 700 | 900 | 150 | 350 | 2025-01-01
208816920 | TRUST AIR CONDITIONERS | OUS18H/O4S4P | IUMC418H/I41P | 12.5 | 20.5 | 10.5 | Yes | No | 4 | 700 | 900 | 150 | 350 | 2025-01-01
208816921 | TRUST AIR CONDITIONERS | OUS24H/O4S4P | IUMC424H/I41P | 12.5 | 21.5 | 9.7 | Yes | Both | 3 | 600 | 800 | 150 | 350 | 2025-01-01
208816922 | TRUST AIR CONDITIONERS | OAH09H/O4S4P | IUMC409H/I41P | 13 | 20.5 | 10.3 | Yes | Both | 4 | 700 | 900 | 150 | 350 | 2025-01-01
208816923 | TRUST AIR CONDITIONERS | OAH12H/O4S4P | IUMC412H/I41P | 12.7 | 22.3 | 10.2 | Yes | Both | 4 | 700 | 900 | 150 | 350 | 2025-01-01
208816924 | TRUST AIR CONDITIONERS | OAH18H/O4S4P | IUMC418H/I41P | 12.5 | 20 | 9.5 | Yes | Both | 3 | 600 | 800 | 150 | 350 | 2025-01-01
208816925 | TRUST AIR CONDITIONERS | OAH24H/O4S4P | IUMC424H/I41P | 11 | 20.5 | 11.5 | No | N/A | 4 | 700 | 900 | 150 | 350 | 2025-01-01
208816926 | TRUST AIR CONDITIONERS | OUS09H/O4S4P | IUMDL09H/I43P | 12.5 | 19.2 | 10.2 | Yes | Both | 4 | 700 | 900 | 150 | 350 | 2025-01-01
208816927 | TRUST AIR CONDITIONERS | OUS12H/O4S4P | IUMDL12H/I43P | 11.7 | 19 | 10.3 | Yes | Both | 4 | 700 | 900 | 150 | 350 | 2025-01-01
208816928 | TRUST AIR CONDITIONERS | OUS18H/O4S4P | IUMDL18H/I43P | 12.5 | 20 | 10.6 | Yes | No | 4 | 700 | 900 | 150 | 350 | 2025-01-01
208816929 | TRUST AIR CONDITIONERS | OUS24H/O4S4P | IUMDL24H/I43P | 12.5 | 19 | 11.2 | Yes | Both | 4 | 700 | 900 | 150 | 350 | 2025-01-01
208816930 | TRUST AIR CONDITIONERS | OAH09H/O4S4P | IUMDL09H/I43P | 13.2 | 20.2 | 12 | Yes | Both | 4 | 700 | 900 | 150 | 350 | 2025-01-01
208816931 | TRUST AIR CONDITIONERS | OAH12H/O4S4P | IUMDL12H/I43P | 11.7 | 19.5 | 10 | Yes | Both | 4 | 700 | 900 | 150 | 350 | 2025-01-01
208816932 | TRUST AIR CONDITIONERS | OAH18H/O4S4P | IUMDL18H/I43P | 11.7 | 18 | 9.5 | Yes | Both | 3 | 600 | 800 | 150 | 350 | 2025-01-01
208816933 | TRUST AIR CONDITIONERS | OAH24H/O4S4P | IUMDL24H/I43P | 12 | 19.2 | 10.5 | Yes | Both | 4 | 700 | 900 | 150 | 350 | 2025-01-01
208816934 | TRUST AIR CONDITIONERS | OUS12H/O4S4P | IUMCO12H/I41P | 13 | 22.7 | 10.2 | Yes | Both | 4 | 700 | 900 | 150 | 350 | 2025-01-01
208816935 | TRUST AIR CONDITIONERS | OAH12H/O4S4P | IUMCO12H/I41P | 13 | 23.6 | 10 | Yes | Both | 4 | 700 | 900 | 150 | 350 | 2025-01-01
208816936 | TRUST AIR CONDITIONERS | OUS18H/O4S4P | IUMFC18H/I41P | 12.5 | 23 | 10 | Yes | No | 4 | 700 | 900 | 150 | 350 | 2025-01-01
208816937 | TRUST AIR CONDITIONERS | OUS24H/O4S4P | IUMFC24H/I41P | 12.5 | 21.2 | 10.3 | Yes | Both | 4 | 700 | 900 | 150 | 350 | 2025-01-01
208816938 | TRUST AIR CONDITIONERS | OAH18H/O4S4P | IUMFC18H/I41P | 12.5 | 20.5 | 9.8 | Yes | Both | 3 | 600 | 800 | 150 | 350 | 2025-01-01
208816939 | TRUST AIR CONDITIONERS | OAH24H/O4S4P | IUMFC24H/I41P | 11.7 | 20.5 | 11 | Yes | Both | 4 | 700 | 900 | 150 | 350 | 2025-01-01
208280023 | TRUST AIR CONDITIONERS | CE09H/O4S41R | CE09H/I4S41R | 12.5 | 21.5 | 9.1 | Yes | Both | 3 | 600 | 800 | 150 | 350 | 2025-01-01
208280025 | TRUST AIR CONDITIONERS | CE12H/O4S41R | CE12H/I4S41R | 10.3 | 20.8 | 8.7 | No | N/A | 2 | 500 | 700 | 100 | 300 | 2025-01-01
208280028 | TRUST AIR CONDITIONERS | CE09H/O4S41P | CE09H/I4S41P | 12.6 | 21.7 | 9.4 | Yes | Both | 3 | 600 | 800 | 150 | 350 | 2025-01-01
208280030 | TRUST AIR CONDITIONERS | CE12H/O4S41P | CE12H/I4S41P | 10.8 | 21.4 | 9.2 | No | N/A | 3 | 600 | 800 | 150 | 350 | 2025-01-01
208280033 | TRUST AIR CONDITIONERS | CE18H/O4S41P | CE18H/I4S41P | 11 | 19.5 | 8.7 | No | N/A | 2 | 500 | 700 | 100 | 300 | 2025-01-01
208280036 | TRUST AIR CONDITIONERS | CE24H/O4S41P | CE24H/I4S41P | 9.5 | 18.5 | 8.6 | No | N/A | 2 | 500 | 700 | 100 | 300 | 2025-01-01
208280039 | TRUST AIR CONDITIONERS | CE30H/O4S41P | CE30H/I4S41P | 12.2 | 21 | 8.2 | Yes | No | 1 | 400 | 600 | 100 | 300 | 2025-01-01
208280044 | TRUST AIR CONDITIONERS | IS12H/O4S41R | IS12H/I4S41R | 13 | 23.5 | 10 | Yes | No | 4 | 700 | 900 | 150 | 350 | 2025-01-01
208280080 | TRUST AIR CONDITIONERS | OUS36H/O4S41P | IUMC436H/I41P | 9.4 | 19.2 | 8.8 | No | N/A | 2 | 500 | 700 | 100 | 300 | 2025-01-01
208280082 | TRUST AIR CONDITIONERS | OUS48H/O4S41P | IUMC448H/I41P | 9.5 | 18.5 | 9.8 | No | N/A | 3 | 600 | 800 | 150 | 350 | 2025-01-01
208280093 | TRUST AIR CONDITIONERS | OAH36H/O4S41P | IUMC436H/I41P | 9.5 | 19.4 | 10.5 | Yes | Yes | 4 | 700 | 900 | 150 | 350 | 2025-01-01
208280095 | TRUST AIR CONDITIONERS | OAH48H/O4S41P | IUMC448H/I41P | 8.3 | 16.8 | 10.7 | Yes | Yes | 4 | 700 | 900 | 150 | 350 | 2025-01-01
208280107 | TRUST AIR CONDITIONERS | OUS36H/O4S41P | IUMDL36H/I43P | 8.8 | 15.8 | 8.8 | No | N/A | 2 | 500 | 700 | 100 | 300 | 2025-01-01
208280125 | TRUST AIR CONDITIONERS | OAH36H/O4S41P | IUMDL36H/I43P | 9 | 16.5 | 11 | Yes | Yes | 4 | 700 | 900 | 150 | 350 | 2025-01-01
208280161 | TRUST AIR CONDITIONERS | OUS36H/O4S41P | IUMFC36H/I41P | 8.5 | 19 | 9 | No | N/A | 3 | 600 | 800 | 150 | 350 | 2025-01-01
208280163 | TRUST AIR CONDITIONERS | OUS48H/O4S41P | IUMFC48H/I41P | 9.3 | 18.9 | 10 | Yes | Yes | 4 | 700 | 900 | 150 | 350 | 2025-01-01
208280169 | TRUST AIR CONDITIONERS | OAH36H/O4S41P | IUMFC36H/I41P | 8.8 | 17.6 | 10 | Yes | Yes | 4 | 700 | 900 | 150 | 350 | 2025-01-01
208280172 | TRUST AIR CONDITIONERS | OAH48H/O4S41P | IUMFC48H/I41P | 8.2 | 17 | 9.8 | Yes | Yes | 3 | 600 | 800 | 150 | 350 | 2025-01-01
214783955 | TURBRO | GL-M24/O |  | 12 | 22 | 9 | Yes | No | 3 | 600 | 800 | 150 | 350 | 2025-01-01
214783956 | TURBRO | GL-M36/O |  | 12 | 21.5 | 9 | Yes | No | 3 | 600 | 800 | 150 | 350 | 2025-01-01
214783957 | TURBRO | GL-M18/O |  | 12 | 22 | 9 | Yes | Both | 3 | 600 | 800 | 150 | 350 | 2025-01-01
215285734 | TURBRO | GL-M27/O |  | 12 | 22 | 9 | Yes | No | 3 | 600 | 800 | 150 | 350 | 2025-01-01
217040575 | TURBRO | FM9K115-O | FM9K115- I | 10.5 | 19 | 8.6 | No | N/A | 2 | 500 | 700 | 100 | 300 | 2025-01-01
212386867 | TURBRO | GL12K230-O | GL12K230-I | 13 | 23 | 9.5 | Yes | Both | 3 | 600 | 800 | 150 | 350 | 2025-01-01
212386868 | TURBRO | GL18K230-O | GL18K230-I | 13 | 22 | 9 | Yes | No | 3 | 600 | 800 | 150 | 350 | 2025-01-01
214665232 | TURBRO | FM9K230-O | FM9K230-I | 9.9 | 17 | 8.5 | No | N/A | 2 | 500 | 700 | 100 | 300 | 2025-01-01
214665234 | TURBRO | FM12K115-O | FM12K115-I | 10 | 20 | 8.5 | No | N/A | 2 | 500 | 700 | 100 | 300 | 2025-01-01
214665235 | TURBRO | FM12K230-O | FM12K230-I | 9 | 17 | 8.5 | No | N/A | 2 | 500 | 700 | 100 | 300 | 2025-01-01
214665236 | TURBRO | FM18K230-O | FM18K230-I | 10.5 | 19 | 9 | No | N/A | 3 | 600 | 800 | 150 | 350 | 2025-01-01
214665237 | TURBRO | FM24K230-O | FM24K230-I | 10.5 | 18.5 | 8.3 | No | N/A | 1 | 400 | 600 | 100 | 300 | 2025-01-01
214783952 | TURBRO | GL9K115-O | GL9K115-I | 12.5 | 23 | 9 | Yes | Both | 3 | 600 | 800 | 150 | 350 | 2025-01-01
214783953 | TURBRO | GL9K230-O | GL9K230-I | 13 | 23.5 | 9.2 | Yes | Both | 3 | 600 | 800 | 150 | 350 | 2025-01-01
214783954 | TURBRO | GL24K230-O | GL24K230-I | 12.5 | 20 | 9 | Yes | No | 3 | 600 | 800 | 150 | 350 | 2025-01-01
212386866 | TURBRO | GL12K115-O | GL12K115-I | 12.5 | 22 | 9 | Yes | Both | 3 | 600 | 800 | 150 | 350 | 2025-01-01
213244558 | TUTTO KOOL | TK1936E5CD-O | TK1936E5CD-I | 9 | 19 | 8.5 | No | N/A | 2 | 500 | 700 | 100 | 300 | 2025-01-01
213244556 | TUTTO KOOL | TK1912E5CD-O | TK1912E5CD-I | 10 | 19 | 8.5 | No | N/A | 2 | 500 | 700 | 100 | 300 | 2025-01-01
213244557 | TUTTO KOOL | TK1924E5CD-O | TK1924E5CD-I | 10 | 19 | 8.5 | No | N/A | 2 | 500 | 700 | 100 | 300 | 2025-01-01
213244555 | TUTTO KOOL | TK1912E5CA-O | TK1912E5CA-I | 10 | 19 | 8.5 | No | N/A | 2 | 500 | 700 | 100 | 300 | 2025-01-01
215427955 | TUTTOKOOL | TDV-V36WMN1TE |  | 11.7 | 17.7 | 9.2 | No | N/A | 3 | 600 | 800 | 150 | 350 | 2025-01-01
215427957 | TUTTOKOOL | TDV-V48WMN1T |  | 9.4 | 17.3 | 9 | No | N/A | 3 | 600 | 800 | 150 | 350 | 2025-01-01
215427960 | TUTTOKOOL | TDV-V36WMN1T |  | 9.45 | 17.4 | 8.8 | No | N/A | 2 | 500 | 700 | 100 | 300 | 2025-01-01
215427962 | TUTTOKOOL | TDV-V24WMN1T |  | 10.8 | 17.2 | 8.85 | No | N/A | 2 | 500 | 700 | 100 | 300 | 2025-01-01
215427964 | TUTTOKOOL | TDV-V18WMN1T |  | 11.7 | 17.15 | 8.85 | No | N/A | 2 | 500 | 700 | 100 | 300 | 2025-01-01
215427966 | TUTTOKOOL | TDV-V60WMN1T |  | 8.9 | 17.2 | 8.7 | No | N/A | 2 | 500 | 700 | 100 | 300 | 2025-01-01
215427965 | TUTTOKOOL | TDV-V18WMN1T |  | 12.1 | 18.18 | 9.13 | No | N/A | 3 | 600 | 800 | 150 | 350 | 2025-01-01
215427963 | TUTTOKOOL | TDV-V24WMN1T |  | 11.5 | 18 | 9.03 | No | N/A | 3 | 600 | 800 | 150 | 350 | 2025-01-01
215427961 | TUTTOKOOL | TDV-V36WMN1T |  | 10.58 | 17.9 | 8.9 | No | N/A | 2 | 500 | 700 | 100 | 300 | 2025-01-01
215427958 | TUTTOKOOL | TDV-V48WMN1T |  | 10.2 | 18.15 | 9.15 | No | N/A | 3 | 600 | 800 | 150 | 350 | 2025-01-01
215427959 | TUTTOKOOL | TDV-V60WMN1T |  | 9.2 | 18 | 8.85 | No | N/A | 2 | 500 | 700 | 100 | 300 | 2025-01-01
215427956 | TUTTOKOOL | TDV-V36WMN1TE |  | 11.9 | 18.45 | 9.35 | No | N/A | 3 | 600 | 800 | 150 | 350 | 2025-01-01
213257464 | UA United Appliances | UAWH12-DD3D1/O | UAWH12-DD3D1/I | 8.7 | 16.5 | 8.5 | No | N/A | 2 | 500 | 700 | 100 | 300 | 2025-01-01
213257465 | UA United Appliances | UAWH12-AD3D1/O | UAWH12-AD3D1/I | 8.7 | 16.5 | 8.5 | No | N/A | 2 | 500 | 700 | 100 | 300 | 2025-01-01
213257466 | UA United Appliances | UAWH09-AD3D1/O | UAWH09-AD3D1/I | 10.7 | 18 | 8.5 | No | N/A | 2 | 500 | 700 | 100 | 300 | 2025-01-01
213257467 | UA United Appliances | UAWH09-DD3D1/O | UAWH09-DD3D1/I | 10.2 | 17.5 | 8.4 | No | N/A | 1 | 400 | 600 | 100 | 300 | 2025-01-01
213257468 | UA United Appliances | UAWH18-DD3D1/O | UAWH18-DD3D1/I | 9.55 | 16 | 8.2 | No | N/A | 1 | 400 | 600 | 100 | 300 | 2025-01-01
213257469 | UA United Appliances | UAWH24-DD3D1/O | UAWH24-DD3D1/I | 11.6 | 18 | 8.5 | No | N/A | 2 | 500 | 700 | 100 | 300 | 2025-01-01
213257470 | UA United Appliances | UAWH30-DD3D1/O | UAWH30-DD3D1/I | 11.25 | 20 | 8.5 | No | N/A | 2 | 500 | 700 | 100 | 300 | 2025-01-01
213257471 | UA United Appliances | UAWH36-DD3D1/O | UAWH36-DD3D1/I | 10.5 | 20 | 8.5 | No | N/A | 2 | 500 | 700 | 100 | 300 | 2025-01-01
205788536 | ULTRA MAXI AIR | LSAB-12HRDN1B | LSAB-12HRDN1B | 10.3 | 20.8 | 8.7 | No | N/A | 2 | 500 | 700 | 100 | 300 | 2025-01-01
205725746 | ULTRA MAXI AIR | LSAB-18HRDN1 | LSAB-18HRDN1 | 10.5 | 19 | 8.7 | No | N/A | 2 | 500 | 700 | 100 | 300 | 2025-01-01
205725747 | ULTRA MAXI AIR | LSAB-09HRDN1 | LSAB-09HRDN1 | 11 | 18 | 9.1 | No | N/A | 3 | 600 | 800 | 150 | 350 | 2025-01-01
205725745 | ULTRA MAXI AIR | LSAB-12HRDN1 | LSAB-12HRDN1 | 10.8 | 21.4 | 9.1 | No | N/A | 3 | 600 | 800 | 150 | 350 | 2025-01-01
214609256 | ULTRA MAXI AIR | NE-T52-ULTRA12E | NE-T52-ULTRA12I | 10.8 | 21.4 | 9.1 | No | N/A | 3 | 600 | 800 | 150 | 350 | 2025-01-01
217175293 | upstreman | I12-115W | I12-115G | 11.25 | 20 | 8.5 | No | N/A | 2 | 500 | 700 | 100 | 300 | 2025-01-01
217175294 | upstreman | I12-230W | I12-230G | 11.4 | 20 | 8.5 | No | N/A | 2 | 500 | 700 | 100 | 300 | 2025-01-01
207524718 | UTOPIAN SYSTEMS | 23935 | 23934 | 13 | 21 | 8.5 | No | N/A | 2 | 500 | 700 | 100 | 300 | 2025-01-01
8993535 | VARIABLE SPEED DUCTLESS SPLITS | DLCCHR18K1A | DLFCHB18K1A | 12.5 | 20 | 8.5 | No | N/A | 2 | 500 | 700 | 100 | 300 | 2025-01-01
8331940 | VARIABLE SPEED DUCTLESS SPLITS | DLCCHR12K1A | DLFCHB12K1A | 12 | 21.5 | 8.5 | No | N/A | 2 | 500 | 700 | 100 | 300 | 2025-01-01
215569825 | Viessmann | DLCMHBH36DAK |  | 11.7 | 19 | 10 | Yes | No | 4 | 700 | 900 | 150 | 350 | 2025-01-01
215569812 | Viessmann | DLCMRBH18BAK |  | 12 | 19 | 9.8 | Yes | Both | 3 | 600 | 800 | 150 | 350 | 2025-01-01
215569815 | Viessmann | DLCMHBH24CAK |  | 12.5 | 21.3 | 9.7 | Yes | Both | 3 | 600 | 800 | 150 | 350 | 2025-01-01
215569818 | Viessmann | DLCMHBH30DAK |  | 12 | 20 | 9.2 | Yes | No | 3 | 600 | 800 | 150 | 350 | 2025-01-01
215569820 | Viessmann | DLCMRBH36DAK |  | 11 | 20 | 9.2 | No | N/A | 3 | 600 | 800 | 150 | 350 | 2025-01-01
215569823 | Viessmann | DLCMHBH48EAK |  | 11.7 | 20.9 | 9 | Yes | Both | 3 | 600 | 800 | 150 | 350 | 2025-01-01
215569827 | Viessmann | DLCMRBH48EAK |  | 10.8 | 20.5 | 9.7 | No | N/A | 3 | 600 | 800 | 150 | 350 | 2025-01-01
217178818 | Viessmann | D5CMHAH18CAK |  | 13 | 20 | 10 | Yes | Both | 4 | 700 | 900 | 150 | 350 | 2025-01-01
217178821 | Viessmann | D5CMHAH24DAK |  | 13 | 20 | 9.5 | Yes | Both | 3 | 600 | 800 | 150 | 350 | 2025-01-01
217178824 | Viessmann | D5CMHAH30EAK |  | 12.5 | 19.5 | 10.5 | Yes | Both | 4 | 700 | 900 | 150 | 350 | 2025-01-01
217178827 | Viessmann | D5CMHAH36EAK |  | 12 | 19.5 | 10.5 | Yes | Both | 4 | 700 | 900 | 150 | 350 | 2025-01-01
217178830 | Viessmann | D5CMHAH48FAK |  | 11.7 | 20.5 | 11 | Yes | Both | 4 | 700 | 900 | 150 | 350 | 2025-01-01
217178833 | Viessmann | D5CMHAH55FAK |  | 11.7 | 20.2 | 10.7 | Yes | Both | 4 | 700 | 900 | 150 | 350 | 2025-01-01
217178832 | Viessmann | D5CMHAH55FAK |  | 12 | 22.3 | 10.5 | Yes | Both | 4 | 700 | 900 | 150 | 350 | 2025-01-01
217178826 | Viessmann | D5CMHAH36EAK |  | 13.1 | 23.1 | 10.7 | Yes | Both | 4 | 700 | 900 | 150 | 350 | 2025-01-01
217178829 | Viessmann | D5CMHAH48FAK |  | 12 | 23 | 11.3 | Yes | Both | 4 | 700 | 900 | 150 | 350 | 2025-01-01
217178820 | Viessmann | D5CMHAH24DAK |  | 13 | 24 | 10 | Yes | Both | 4 | 700 | 900 | 150 | 350 | 2025-01-01
217178823 | Viessmann | D5CMHAH30EAK |  | 13.2 | 24 | 10.7 | Yes | Both | 4 | 700 | 900 | 150 | 350 | 2025-01-01
217178817 | Viessmann | D5CMHAH18CAK |  | 15 | 25 | 10.5 | Yes | Both | 4 | 700 | 900 | 150 | 350 | 2025-01-01
215569826 | Viessmann | DLCMRBH48EAK |  | 11 | 21.1 | 9.5 | No | N/A | 3 | 600 | 800 | 150 | 350 | 2025-01-01
215569874 | Viessmann | DLCMTAH48EAK |  | 10 | 18.7 | 8.8 | Yes | Yes | 2 | 500 | 700 | 100 | 300 | 2025-01-01
215569875 | Viessmann | DLCMTAH27CAK |  | 11.5 | 20 | 8.5 | No | N/A | 2 | 500 | 700 | 100 | 300 | 2025-01-01
215569876 | Viessmann | DLCMTAH18BAK |  | 11.5 | 18 | 8.7 | Yes | Both | 2 | 500 | 700 | 100 | 300 | 2025-01-01
215569824 | Viessmann | DLCMHBH36DAK |  | 12.5 | 20 | 9.7 | Yes | Both | 3 | 600 | 800 | 150 | 350 | 2025-01-01
215569821 | Viessmann | DLCMRBH36DAK |  | 10.6 | 23.1 | 9.6 | No | N/A | 3 | 600 | 800 | 150 | 350 | 2025-01-01
215569822 | Viessmann | DLCMHBH48EAK |  | 11 | 21.2 | 10 | Yes | Both | 4 | 700 | 900 | 150 | 350 | 2025-01-01
215569814 | Viessmann | DLCMHBH24CAK |  | 12.5 | 22.3 | 9.6 | Yes | Both | 3 | 600 | 800 | 150 | 350 | 2025-01-01
215569817 | Viessmann | DLCMHBH30DAK |  | 12 | 22.4 | 9.5 | Yes | No | 3 | 600 | 800 | 150 | 350 | 2025-01-01
215569877 | Viessmann | DLCMTAH36DAK |  | 10 | 20 | 8.5 | No | N/A | 2 | 500 | 700 | 100 | 300 | 2025-01-01
215569811 | Viessmann | DLCMRBH18BAK |  | 12.5 | 21 | 10.2 | Yes | No | 4 | 700 | 900 | 150 | 350 | 2025-01-01
215569881 | Viessmann | DLCMRBH36DAK |  | 10.8 | 21.55 | 9.4 | No | N/A | 3 | 600 | 800 | 150 | 350 | 2025-01-01
215569882 | Viessmann | DLCMHBH48EAK |  | 11.35 | 21.05 | 9.4 | Yes | Both | 3 | 600 | 800 | 150 | 350 | 2025-01-01
215569883 | Viessmann | DLCMHBH36DAK |  | 12.1 | 19.5 | 9.85 | Yes | Both | 3 | 600 | 800 | 150 | 350 | 2025-01-01
215569884 | Viessmann | DLCMRBH48EAK |  | 10.9 | 20.8 | 9.6 | No | N/A | 3 | 600 | 800 | 150 | 350 | 2025-01-01
215569819 | Viessmann | DLCMHBH30DAK |  | 12 | 21.2 | 9.35 | Yes | No | 3 | 600 | 800 | 150 | 350 | 2025-01-01
215569816 | Viessmann | DLCMHBH24CAK |  | 12.5 | 21.8 | 9.65 | Yes | Both | 3 | 600 | 800 | 150 | 350 | 2025-01-01
215569813 | Viessmann | DLCMRBH18BAK |  | 12.25 | 20 | 10 | Yes | No | 4 | 700 | 900 | 150 | 350 | 2025-01-01
217178819 | Viessmann | D5CMHAH18CAK |  | 14 | 22.5 | 10.25 | Yes | Both | 4 | 700 | 900 | 150 | 350 | 2025-01-01
217178822 | Viessmann | D5CMHAH24DAK |  | 13 | 22 | 9.75 | Yes | Both | 3 | 600 | 800 | 150 | 350 | 2025-01-01
217178828 | Viessmann | D5CMHAH36EAK |  | 12.55 | 21.3 | 10.6 | Yes | Both | 4 | 700 | 900 | 150 | 350 | 2025-01-01
217178825 | Viessmann | D5CMHAH30EAK |  | 12.85 | 21.75 | 10.6 | Yes | Both | 4 | 700 | 900 | 150 | 350 | 2025-01-01
217178831 | Viessmann | D5CMHAH48FAK |  | 11.85 | 21.75 | 11.15 | Yes | Both | 4 | 700 | 900 | 150 | 350 | 2025-01-01
217178834 | Viessmann | D5CMHAH55FAK |  | 11.85 | 21.25 | 10.6 | Yes | Both | 4 | 700 | 900 | 150 | 350 | 2025-01-01
217178781 | Viessmann | D5CSHAH06AAK | D5FSHAH06XAK | 18 | 25.7 | 14.8 | Yes | Both | 4 | 700 | 900 | 150 | 350 | 2025-01-01
217178782 | Viessmann | D5CSHAH06AAK | D5FSOAH06XAK | 15.2 | 22 | 12 | Yes | Both | 4 | 700 | 900 | 150 | 350 | 2025-01-01
217178783 | Viessmann | D5CSHAH09AAK | D5FSHAH09XAK | 15.5 | 27.5 | 12.5 | Yes | Both | 4 | 700 | 900 | 150 | 350 | 2025-01-01
217178784 | Viessmann | D5CSHAH09AAK | D5FSOAH12XAK | 14.7 | 24 | 12.2 | Yes | Both | 4 | 700 | 900 | 150 | 350 | 2025-01-01
217178785 | Viessmann | D5CSHAH09AAK | D5FSCAH12XAK | 14 | 22.7 | 12.2 | Yes | Both | 4 | 700 | 900 | 150 | 350 | 2025-01-01
217178786 | Viessmann | D5CSHAH09AAK | D5FSFAH09XAK | 15.2 | 27.3 | 10.9 | Yes | Both | 4 | 700 | 900 | 150 | 350 | 2025-01-01
217178787 | Viessmann | D5CSHAH09AAK | D5FSDAH12XAK | 13.5 | 21.5 | 12.5 | Yes | Both | 4 | 700 | 900 | 150 | 350 | 2025-01-01
217178788 | Viessmann | D5CSHAH09AAK | D5FSDAH12XHK | 14 | 20.6 | 13.8 | Yes | Both | 4 | 700 | 900 | 150 | 350 | 2025-01-01
217178789 | Viessmann | D5CSHAH12AAK | D5FSHAH12XAK | 13.5 | 25.5 | 10.5 | Yes | Both | 4 | 700 | 900 | 150 | 350 | 2025-01-01
217178790 | Viessmann | D5CSHAH12AAK | D5FSOAH12XAK | 13 | 23 | 10.2 | Yes | Both | 4 | 700 | 900 | 150 | 350 | 2025-01-01
217178791 | Viessmann | D5CSHAH12AAK | D5FSCAH12XAK | 12.7 | 22.3 | 11.6 | Yes | Both | 4 | 700 | 900 | 150 | 350 | 2025-01-01
217178792 | Viessmann | D5CSHAH12AAK | D5FSFAH12XAK | 12.7 | 25 | 10.6 | Yes | Both | 4 | 700 | 900 | 150 | 350 | 2025-01-01
217178793 | Viessmann | D5CSHAH12AAK | D5FSDAH12XAK | 12 | 20 | 10.2 | Yes | Both | 4 | 700 | 900 | 150 | 350 | 2025-01-01
217178794 | Viessmann | D5CSHAH12AAK | D5FSDAH12XHK | 12 | 20.2 | 10.6 | Yes | Both | 4 | 700 | 900 | 150 | 350 | 2025-01-01
217178795 | Viessmann | D5CSHAH18AAK | D5FSHAH18XAK | 12.5 | 21.5 | 11 | Yes | Both | 4 | 700 | 900 | 150 | 350 | 2025-01-01
217178796 | Viessmann | D5CSHAH18AAK | D5FSOAH18XAK | 12.5 | 20.7 | 12.2 | Yes | Both | 4 | 700 | 900 | 150 | 350 | 2025-01-01
217178797 | Viessmann | D5CSHAH18AAK | D5FSCAH18XAK | 12.5 | 20 | 12.4 | Yes | Both | 4 | 700 | 900 | 150 | 350 | 2025-01-01
217178798 | Viessmann | D5CSHAH18AAK | D5FSFAH16XAK | 12.5 | 20.2 | 10.3 | Yes | Both | 4 | 700 | 900 | 150 | 350 | 2025-01-01
217178799 | Viessmann | D5CSHAH18AAK | D5FCFAH18XAK | 12.6 | 20.5 | 10.3 | Yes | Both | 4 | 700 | 900 | 150 | 350 | 2025-01-01
217178800 | Viessmann | D5CSHAH18AAK | D5FSDAH18XAK | 12 | 18 | 10.8 | Yes | Both | 4 | 700 | 900 | 150 | 350 | 2025-01-01
217178801 | Viessmann | D5CSHAH18AAK | D5FSDAH18XHK | 12.1 | 18.5 | 11.1 | Yes | Both | 4 | 700 | 900 | 150 | 350 | 2025-01-01
217178802 | Viessmann | D5CSHAH24AAK | D5FSHAH24XAK | 13 | 21.2 | 13.5 | Yes | Both | 4 | 700 | 900 | 150 | 350 | 2025-01-01
217178803 | Viessmann | D5CSHAH24AAK | D5FSCAH24XAK | 12 | 20.8 | 11.6 | Yes | Both | 4 | 700 | 900 | 150 | 350 | 2025-01-01
217178804 | Viessmann | D5CSHAH24AAK | D5FCFAH24XAK | 12 | 20.5 | 12.1 | Yes | Both | 4 | 700 | 900 | 150 | 350 | 2025-01-01
217178805 | Viessmann | D5CSHAH24AAK | D5FSDAH24XHK | 12 | 19.2 | 11.7 | Yes | Both | 4 | 700 | 900 | 150 | 350 | 2025-01-01
217178806 | Viessmann | D5CSHAH33AAK | D5FSHAH33XAK | 12 | 19.6 | 10.5 | Yes | Both | 4 | 700 | 900 | 150 | 350 | 2025-01-01
217178807 | Viessmann | D5CSRAH30AAK | D5FSHAH30XAK | 12 | 20.5 | 9.5 | Yes | No | 3 | 600 | 800 | 150 | 350 | 2025-01-01
217178808 | Viessmann | D5CSRAH36AAK | D5FSHAH36XAK | 8.7 | 19 | 8.5 | No | N/A | 2 | 500 | 700 | 100 | 300 | 2025-01-01
217178809 | Viessmann | D5CLHAH36AAK | D5FLCAH36XAK | 12 | 21.3 | 10.6 | Yes | Both | 4 | 700 | 900 | 150 | 350 | 2025-01-01
217178810 | Viessmann | D5CLHAH36AAK | D5FCFAH36XAK | 12 | 20.2 | 10.8 | Yes | Both | 4 | 700 | 900 | 150 | 350 | 2025-01-01
217178811 | Viessmann | D5CLHAH36AAK | D5FLDAH36XHK | 12 | 17.8 | 11.1 | Yes | Both | 4 | 700 | 900 | 150 | 350 | 2025-01-01
217178812 | Viessmann | D5CLHAH48AAK | D5FLCAH48XAK | 10 | 18.2 | 11 | Yes | Yes | 4 | 700 | 900 | 150 | 350 | 2025-01-01
217178813 | Viessmann | D5CLHAH48AAK | D5FCFAH48XAK | 9.4 | 18.7 | 10.1 | Yes | Yes | 4 | 700 | 900 | 150 | 350 | 2025-01-01
217178814 | Viessmann | D5CLHAH48AAK | D5FLDAH48XHK | 10.4 | 16.8 | 10.8 | Yes | Yes | 4 | 700 | 900 | 150 | 350 | 2025-01-01
217178815 | Viessmann | D5CLHAH58AAK | D5FCFAH58XAK | 9 | 18.1 | 10.7 | Yes | Yes | 4 | 700 | 900 | 150 | 350 | 2025-01-01
217178816 | Viessmann | D5CLHAH58AAK | D5FLDAH58XHK | 10.2 | 15.9 | 10.4 | Yes | Yes | 2 | 500 | 700 | 100 | 300 | 2025-01-01
215569828 | Viessmann | DLCLRCH36AAK | DLFLCBH36XAK | 9.4 | 19.2 | 8.8 | No | N/A | 2 | 500 | 700 | 100 | 300 | 2025-01-01
215569885 | Viessmann | DLCLRCH48AAK | DLFLCBH48XAK | 9.5 | 18.5 | 9.8 | No | N/A | 3 | 600 | 800 | 150 | 350 | 2025-01-01
215569829 | Viessmann | DLCLRCH36AAK | DLFLDAH36XAK | 8.8 | 15.8 | 8.8 | No | N/A | 2 | 500 | 700 | 100 | 300 | 2025-01-01
215569830 | Viessmann | DLCLRCH36AAK | DLFLFAH36XAK | 8.5 | 19 | 9 | No | N/A | 3 | 600 | 800 | 150 | 350 | 2025-01-01
215569832 | Viessmann | DLCLRCH48AAK | DLFLFAH48XAK | 9.3 | 18.9 | 10 | Yes | Yes | 4 | 700 | 900 | 150 | 350 | 2025-01-01
215569833 | Viessmann | DLCSRBH24AAK | DLFSCBH24XAK | 11 | 20.5 | 11.5 | Yes | Both | 4 | 700 | 900 | 150 | 350 | 2025-01-01
215569834 | Viessmann | DLCSRBH18AAK | DLFSDAH24XAK | 12.1 | 18 | 10.5 | Yes | Both | 4 | 700 | 900 | 150 | 350 | 2025-01-01
215569835 | Viessmann | DLCPRBH18AAK | DLFPHBH18XAK | 15.3 | 26.3 | 15.5 | Yes | Both | 4 | 700 | 900 | 150 | 350 | 2025-01-01
215569836 | Viessmann | DLCLRCH58AAK | DLFLDAH58XAK | 10.3 | 17 | 8.4 | No | N/A | 1 | 400 | 600 | 100 | 300 | 2025-01-01
215569837 | Viessmann | DLCLRCH58AAK | DLFLFAH58XAK | 9.8 | 19.8 | 9 | No | N/A | 3 | 600 | 800 | 150 | 350 | 2025-01-01
215569838 | Viessmann | DLCSRBH30AAK11 | DLFSHBH30XAK | 12.2 | 21 | 8.7 | Yes | No | 2 | 500 | 700 | 100 | 300 | 2025-01-01
215569839 | Viessmann | DLCSRBH12AAK | DLFSHCH12XAK | 14 | 25.5 | 10.4 | Yes | Both | 4 | 700 | 900 | 150 | 350 | 2025-01-01
215569840 | Viessmann | DLCSRBH24AAK | DLFSHCH24XAK | 13 | 21.5 | 11.4 | Yes | Both | 4 | 700 | 900 | 150 | 350 | 2025-01-01
215569842 | Viessmann | DLCSRBH09AAK | DLFSHCH09XAK | 16.2 | 28.1 | 11.5 | Yes | Both | 4 | 700 | 900 | 150 | 350 | 2025-01-01
215569843 | Viessmann | DLCSRBH30AAK | DLFSHCH30XAK | 11.5 | 20.1 | 9 | No | N/A | 3 | 600 | 800 | 150 | 350 | 2025-01-01
215569844 | Viessmann | DLCSRBH18AAK | DLFSHCH18XAK | 12.5 | 21.5 | 11.3 | Yes | Both | 4 | 700 | 900 | 150 | 350 | 2025-01-01
215569845 | Viessmann | DLCSRBH12AAJ | DLFSHCH12XAJ | 13 | 23.5 | 10 | Yes | No | 4 | 700 | 900 | 150 | 350 | 2025-01-01
215569846 | Viessmann | DLCSRBH06AAK | DLFSHCH06XAK | 15.8 | 26.5 | 13.6 | Yes | Both | 4 | 700 | 900 | 150 | 350 | 2025-01-01
215569847 | Viessmann | DLCERBH12AAJ | DLFEHBH12XAJ | 10.3 | 20.8 | 8.7 | No | N/A | 2 | 500 | 700 | 100 | 300 | 2025-01-01
215569848 | Viessmann | DLCERBH09AAJ | DLFEHBH09XAJ | 12.5 | 21.5 | 9.1 | Yes | Both | 3 | 600 | 800 | 150 | 350 | 2025-01-01
215569850 | Viessmann | DLCERBH18AAK | DLFEHBH18XAK | 11 | 19.5 | 8.7 | No | N/A | 2 | 500 | 700 | 100 | 300 | 2025-01-01
215569851 | Viessmann | DLCERBH30AAK | DLFEHBH30XAK | 12.2 | 21 | 8.7 | Yes | No | 2 | 500 | 700 | 100 | 300 | 2025-01-01
215569852 | Viessmann | DLCERBH12AAK | DLFEHBH12XAK | 10.8 | 21.4 | 9.2 | No | N/A | 3 | 600 | 800 | 150 | 350 | 2025-01-01
215569853 | Viessmann | DLCERBH09AAK | DLFEHBH09XAK | 12.6 | 21.7 | 9.4 | Yes | Both | 3 | 600 | 800 | 150 | 350 | 2025-01-01
215569854 | Viessmann | DLCERBH24AAK | DLFEHBH24XAK | 9.5 | 18.5 | 8.6 | No | N/A | 2 | 500 | 700 | 100 | 300 | 2025-01-01
215569855 | Viessmann | DLCSRBH09AAK | DLFCCAH09XAK | 13 | 24 | 12.4 | Yes | Both | 4 | 700 | 900 | 150 | 350 | 2025-01-01
215569856 | Viessmann | DLCSRBH18AAK | DLFCCAH18XAK | 12.5 | 19.8 | 11.2 | Yes | Both | 4 | 700 | 900 | 150 | 350 | 2025-01-01
215569857 | Viessmann | DLCSRBH12AAK | DLFSFBH12XAK | 13.3 | 24.2 | 10.7 | Yes | Both | 4 | 700 | 900 | 150 | 350 | 2025-01-01
215569858 | Viessmann | DLCSRBH09AAK | DLFSOAH09XAK | 13 | 24 | 12.4 | Yes | Both | 4 | 700 | 900 | 150 | 350 | 2025-01-01
215569859 | Viessmann | DLCSRBH06AAK | DLFSOAH09XAK | 14.5 | 22 | 10.8 | Yes | Both | 4 | 700 | 900 | 150 | 350 | 2025-01-01
215569860 | Viessmann | DLCSRBH18AAK | DLFSOAH18XAK | 12.5 | 19.8 | 11.2 | Yes | Both | 4 | 700 | 900 | 150 | 350 | 2025-01-01
215569861 | Viessmann | DLCSRBH12AAK | DLFSOAH18XAK | 13 | 23 | 10 | Yes | Both | 4 | 700 | 900 | 150 | 350 | 2025-01-01
215569862 | Viessmann | DLCSRBH18AAK | DLFSDAH18XHK | 12.1 | 18 | 10.8 | Yes | Both | 4 | 700 | 900 | 150 | 350 | 2025-01-01
215569863 | Viessmann | DLCSRBH09AAK | DLFSDAH09XHK | 13.6 | 20.5 | 10 | Yes | Both | 4 | 700 | 900 | 150 | 350 | 2025-01-01
215569864 | Viessmann | DLCSRBH12AAK | DLFSDAH12XHK | 12 | 20 | 9.5 | Yes | Both | 3 | 600 | 800 | 150 | 350 | 2025-01-01
215569865 | Viessmann | DLCLRCH36AAK | DLFLDAH36XHK | 9.2 | 16 | 10.2 | No | N/A | 4 | 700 | 900 | 150 | 350 | 2025-01-01
215569866 | Viessmann | DLCLRCH58AAK | DLFLDAH58XHK | 10.3 | 17 | 8.4 | No | N/A | 1 | 400 | 600 | 100 | 300 | 2025-01-01
215569867 | Viessmann | DLCLRCH48AAK | DLFLDAH48XHK | 8.8 | 15.2 | 9.7 | Yes | Yes | 2 | 500 | 700 | 100 | 300 | 2025-01-01
215569868 | Viessmann | DLCSRBH24AAK | DLFSDAH24XHK | 12 | 19.2 | 11.1 | Yes | Both | 4 | 700 | 900 | 150 | 350 | 2025-01-01
215569870 | Viessmann | DLCPRBH09AAK | DLFPHAH09XAK | 14.4 | 25.5 | 15 | Yes | Both | 4 | 700 | 900 | 150 | 350 | 2025-01-01
215569871 | Viessmann | DLCPRBH12AAK | DLFPHAH12XAK | 12.5 | 24 | 10.5 | Yes | Both | 4 | 700 | 900 | 150 | 350 | 2025-01-01
215569872 | Viessmann | DLCPRBH18AAK | DLFPHAH18XAK | 13.5 | 23.5 | 13.5 | Yes | Both | 4 | 700 | 900 | 150 | 350 | 2025-01-01
215569873 | Viessmann | DLCVRAH09AAK | DLFVHAH09XBK | 8.8 | 17.6 | 8.8 | No | N/A | 2 | 500 | 700 | 100 | 300 | 2025-01-01
215569783 | Viessmann | DLCVRAH18AAK | DLFVHAH18XAK | 9.9 | 18.3 | 8.7 | No | N/A | 2 | 500 | 700 | 100 | 300 | 2025-01-01
215569785 | Viessmann | DLCSRBH09AAK | DLFSCAH09XAK | 13 | 20.5 | 10.3 | Yes | Both | 4 | 700 | 900 | 150 | 350 | 2025-01-01
215569786 | Viessmann | DLCSRBH09AAK | DLFSDAH09XAK | 13.2 | 20.2 | 12 | Yes | Both | 4 | 700 | 900 | 150 | 350 | 2025-01-01
215569787 | Viessmann | DLCSRBH12AAK | DLFSCAH12XAK | 12.7 | 22.3 | 10.2 | Yes | Both | 4 | 700 | 900 | 150 | 350 | 2025-01-01
215569788 | Viessmann | DLCSRBH12AAK | DLFSDAH12XAK | 11.7 | 19.5 | 10 | Yes | Both | 4 | 700 | 900 | 150 | 350 | 2025-01-01
215569789 | Viessmann | DLCSRBH12AAK | DLFSFAH12XAK | 13 | 23.6 | 10 | Yes | Both | 4 | 700 | 900 | 150 | 350 | 2025-01-01
215569790 | Viessmann | DLCSRBH18AAK | DLFSCAH18XAK | 12.5 | 20 | 9.5 | Yes | Both | 3 | 600 | 800 | 150 | 350 | 2025-01-01
215569791 | Viessmann | DLCSRBH18AAK | DLFSDAH18XAK | 11.7 | 18 | 9.5 | Yes | Both | 3 | 600 | 800 | 150 | 350 | 2025-01-01
215569792 | Viessmann | DLCSRBH18AAK | DLFSFAH18XAK | 12.5 | 20.5 | 9.8 | Yes | Both | 3 | 600 | 800 | 150 | 350 | 2025-01-01
215569794 | Viessmann | DLCSRBH24AAK | DLFSDAH24XAK | 12 | 19.2 | 10.5 | Yes | Both | 4 | 700 | 900 | 150 | 350 | 2025-01-01
215569795 | Viessmann | DLCSRBH24AAK | DLFSFAH24XAK | 11.7 | 20.5 | 11 | Yes | Both | 4 | 700 | 900 | 150 | 350 | 2025-01-01
215569796 | Viessmann | DLCSRBH12AAJ | DLFSHBH12XAJ | 12.5 | 22.7 | 10.4 | Yes | No | 4 | 700 | 900 | 150 | 350 | 2025-01-01
215569797 | Viessmann | DLCSRBH09AAK | DLFSHBH09XAK | 15.8 | 26.4 | 11.6 | Yes | Both | 4 | 700 | 900 | 150 | 350 | 2025-01-01
215569798 | Viessmann | DLCSRBH12AAK | DLFSHBH12XAK | 13 | 23.1 | 10.5 | Yes | Both | 4 | 700 | 900 | 150 | 350 | 2025-01-01
215569799 | Viessmann | DLCSRBH18AAK | DLFSHBH18XAK | 13 | 22 | 10.6 | Yes | Both | 4 | 700 | 900 | 150 | 350 | 2025-01-01
215569800 | Viessmann | DLCSRBH24AAK | DLFSHBH24XAK | 12.5 | 22.3 | 10.3 | Yes | Both | 4 | 700 | 900 | 150 | 350 | 2025-01-01
215569806 | Viessmann | DLCSRBH06AAK | DLFSHBH06XAK | 15 | 23.5 | 12 | Yes | Both | 4 | 700 | 900 | 150 | 350 | 2025-01-01
215569807 | Viessmann | DLCSRBH30AAK | DLFSHBH30XAK | 12.2 | 21 | 8.2 | Yes | No | 1 | 400 | 600 | 100 | 300 | 2025-01-01
215569809 | Viessmann | DLCPRBH09AAK | DLFPHBH09XAK | 16 | 27 | 17.5 | Yes | Both | 4 | 700 | 900 | 150 | 350 | 2025-01-01
215569810 | Viessmann | DLCPRBH12AAK | DLFPHBH12XAK | 14 | 25.3 | 11.7 | Yes | Both | 4 | 700 | 900 | 150 | 350 | 2025-01-01
215569779 | Viessmann | DLCVRAH09AAJ | DLFVHAH09XAJ | 10.1 | 17 | 9 | No | N/A | 3 | 600 | 800 | 150 | 350 | 2025-01-01
215569780 | Viessmann | DLCVRAH12AAJ | DLFVHAH12XAJ | 8.8 | 17.4 | 8.7 | No | N/A | 2 | 500 | 700 | 100 | 300 | 2025-01-01
215569781 | Viessmann | DLCVRAH09AAK | DLFVHAH09XAK | 10.5 | 18.5 | 8.8 | Yes | Yes | 2 | 500 | 700 | 100 | 300 | 2025-01-01
215569782 | Viessmann | DLCVRAH12AAK | DLFVHAH12XAK | 8.8 | 17.6 | 8.8 | No | N/A | 2 | 500 | 700 | 100 | 300 | 2025-01-01
216498650 | VKIN | URHA-09WDC1N4(O) | URHA-09WDC1N4(I) | 14.05 | 23 | 10 | Yes | Both | 4 | 700 | 900 | 150 | 350 | 2025-01-01
216498651 | VKIN | URHA-12WDC1N4(O) | URHA-12WDC1N4(I) | 12.25 | 22 | 9.5 | Yes | Both | 3 | 600 | 800 | 150 | 350 | 2025-01-01
216498652 | VKIN | URHA-09WDCN4(O) | URHA-09WDCN4(I) | 13.65 | 25 | 11 | Yes | Both | 4 | 700 | 900 | 150 | 350 | 2025-01-01
216498653 | VKIN | URHA-12WDCN4(O) | URHA-12WDCN4(I) | 12.25 | 23 | 10 | Yes | Both | 4 | 700 | 900 | 150 | 350 | 2025-01-01
216498654 | VKIN | URHA-18WDCN4(O) | URHA-18WDCN4(I) | 12.95 | 21 | 10 | Yes | Both | 4 | 700 | 900 | 150 | 350 | 2025-01-01
216498655 | VKIN | URHA-24WDCN4(O) | URHA-24WDCN4(I) | 12.25 | 22.5 | 9.5 | Yes | Both | 3 | 600 | 800 | 150 | 350 | 2025-01-01
216012253 | VKIN | URHA-12WDCNX-O | URHA-12WDCNX-I | 11.1 | 20 | 8.5 | No | N/A | 2 | 500 | 700 | 100 | 300 | 2025-01-01
216012254 | VKIN | URHA-18WDCNX-O | URHA-18WDCNX-I | 11.95 | 21 | 9.8 | Yes | No | 3 | 600 | 800 | 150 | 350 | 2025-01-01
216012255 | VKIN | URHA-24WDCNX-O | URHA-24WDCNX-I | 10.6 | 19.5 | 8.5 | No | N/A | 2 | 500 | 700 | 100 | 300 | 2025-01-01
214061908 | VY BUILD | VY-2400MZS |  | 12 | 22 | 9 | No | N/A | 3 | 600 | 800 | 150 | 350 | 2025-01-01
215560600 | VY BUILD | VY-GREEN-1800 | VY-GREEN-1800 | 13 | 22 | 9 | No | N/A | 3 | 600 | 800 | 150 | 350 | 2025-01-01
214061907 | VY BUILD | VY-GREEN-1200 | VY-GREEN-1200 | 13 | 23 | 9.5 | No | N/A | 3 | 600 | 800 | 150 | 350 | 2025-01-01
216743357 | WABBAN | BBM36HX4O* |  | 12 | 21 | 10 | No | N/A | 4 | 700 | 900 | 150 | 350 | 2025-01-01
216743358 | WABBAN | BBM42HX4O* |  | 12 | 21 | 10 | No | N/A | 4 | 700 | 900 | 150 | 350 | 2025-01-01
216743359 | WABBAN | BBM18HX4O* |  | 12 | 21 | 10 | No | N/A | 4 | 700 | 900 | 150 | 350 | 2025-01-01
216743360 | WABBAN | BBM24HX4O* |  | 12.5 | 21 | 10 | No | N/A | 4 | 700 | 900 | 150 | 350 | 2025-01-01
216743361 | WABBAN | BBM30HX4O* |  | 12.5 | 21 | 10 | No | N/A | 4 | 700 | 900 | 150 | 350 | 2025-01-01
216743342 | WABBAN | BBM18H4O* |  | 12.5 | 21 | 9 | No | N/A | 3 | 600 | 800 | 150 | 350 | 2025-01-01
216743343 | WABBAN | BBM24H4O* |  | 11.8 | 21 | 9 | No | N/A | 3 | 600 | 800 | 150 | 350 | 2025-01-01
216743344 | WABBAN | BBM30H4O* |  | 11.8 | 20 | 8.6 | No | N/A | 2 | 500 | 700 | 100 | 300 | 2025-01-01
216743345 | WABBAN | BBM36H4O* |  | 11.8 | 21 | 8.6 | No | N/A | 2 | 500 | 700 | 100 | 300 | 2025-01-01
216743334 | WABBAN | BBM42H3O* |  | 10.4 | 21 | 8.6 | No | N/A | 2 | 500 | 700 | 100 | 300 | 2025-01-01
216743367 | WABBAN | BBM18HX4O* |  | 11.5 | 18.5 | 9 | No | N/A | 3 | 600 | 800 | 150 | 350 | 2025-01-01
216743368 | WABBAN | BBM24HX4O* |  | 11.75 | 18.5 | 9 | No | N/A | 3 | 600 | 800 | 150 | 350 | 2025-01-01
216743369 | WABBAN | BBM30HX4O* |  | 11.75 | 18.5 | 9 | No | N/A | 3 | 600 | 800 | 150 | 350 | 2025-01-01
216743370 | WABBAN | BBM36HX4O* |  | 11.5 | 18.5 | 9 | No | N/A | 3 | 600 | 800 | 150 | 350 | 2025-01-01
216743371 | WABBAN | BBM42HX4O* |  | 11.5 | 18.5 | 9 | No | N/A | 3 | 600 | 800 | 150 | 350 | 2025-01-01
215832448 | WABBAN | BB09HXP2A1AO | BB09HXP2A1AI | 14.55 | 27 | 10 | No | N/A | 4 | 700 | 900 | 150 | 350 | 2025-01-01
216743372 | WABBAN | BB30HXQ2B2DO* | BB30HXQ2B2DI* | 11.25 | 20 | 8.5 | No | N/A | 2 | 500 | 700 | 100 | 300 | 2025-01-01
216743373 | WABBAN | BB36HXQ2B2DO* | BB36HXQ2B2DI* | 10.5 | 20 | 8.5 | No | N/A | 2 | 500 | 700 | 100 | 300 | 2025-01-01
216743374 | WABBAN | BB24HXCA5DO* | BB24HXCA5DI* | 11.6 | 18 | 8.5 | No | N/A | 2 | 500 | 700 | 100 | 300 | 2025-01-01
216743375 | WABBAN | BB09HXCA5DO* | BB09HXCA5DI* | 11.3 | 19.5 | 8.8 | No | N/A | 2 | 500 | 700 | 100 | 300 | 2025-01-01
216743376 | WABBAN | BB09HXCA5AO* | BB09HXCA5AI* | 11.3 | 19.5 | 8.6 | No | N/A | 2 | 500 | 700 | 100 | 300 | 2025-01-01
216743377 | WABBAN | BB12HXCA5DO* | BB12HXCA5DI* | 8.7 | 17.5 | 8.5 | No | N/A | 2 | 500 | 700 | 100 | 300 | 2025-01-01
216743378 | WABBAN | BB12HXCA5AO* | BB12HXCA5AI* | 8.7 | 17.5 | 8.5 | No | N/A | 2 | 500 | 700 | 100 | 300 | 2025-01-01
216743379 | WABBAN | BB12HXP2A1DO* | BBM12HSFDI* | 11.8 | 20 | 8.5 | No | N/A | 2 | 500 | 700 | 100 | 300 | 2025-01-01
216743380 | WABBAN | BB12HXP2A1DO* | BBM12HBKDI* | 12.5 | 24 | 8.5 | No | N/A | 2 | 500 | 700 | 100 | 300 | 2025-01-01
216743381 | WABBAN | BB12HXP2A1DO* | BBM12HBTDI* | 11.5 | 18.5 | 8.5 | No | N/A | 2 | 500 | 700 | 100 | 300 | 2025-01-01
216743382 | WABBAN | BB18HXCA5DO* | BB18HXCA5DI* | 10.05 | 17.5 | 8.5 | No | N/A | 2 | 500 | 700 | 100 | 300 | 2025-01-01
216743383 | WABBAN | BB09HXP2A1DO* | BBM09HSFDI* | 13.45 | 21 | 9 | No | N/A | 3 | 600 | 800 | 150 | 350 | 2025-01-01
216743384 | WABBAN | BB09HXP2A1DO* | BBM09HBTDI* | 13 | 19 | 9.5 | No | N/A | 3 | 600 | 800 | 150 | 350 | 2025-01-01
216743385 | WABBAN | BB18HXP2A1DO* | BB18HXP2A1DI* | 13 | 23.5 | 9 | No | N/A | 3 | 600 | 800 | 150 | 350 | 2025-01-01
216743386 | WABBAN | BB18HXP2A1DO* | BBM18HSFDI* | 12.5 | 20 | 8.5 | No | N/A | 2 | 500 | 700 | 100 | 300 | 2025-01-01
216743387 | WABBAN | BB18HXP2A1DO* | BBM18HBKDI* | 10.05 | 19 | 8.5 | No | N/A | 2 | 500 | 700 | 100 | 300 | 2025-01-01
216743388 | WABBAN | BB18HXP2A1DO* | BBM18HBTDI* | 11.25 | 19 | 8.2 | No | N/A | 1 | 400 | 600 | 100 | 300 | 2025-01-01
216743346 | WABBAN | BB18HQ3D6DO* | BB18HQ3D6DI* | 13.5 | 22 | 10 | No | N/A | 4 | 700 | 900 | 150 | 350 | 2025-01-01
216743347 | WABBAN | BB24HQ3D6DO* | BB24HQ3D6DI* | 13 | 21.5 | 9.5 | No | N/A | 3 | 600 | 800 | 150 | 350 | 2025-01-01
216743348 | WABBAN | BB12HQ3D6DO* | BB12HQ3D6DI* | 14 | 24 | 8.5 | No | N/A | 2 | 500 | 700 | 100 | 300 | 2025-01-01
216743350 | WABBAN | BB09HQ4D6DO* | BB09HQ4D6DI* | 16.6 | 27 | 11 | No | N/A | 4 | 700 | 900 | 150 | 350 | 2025-01-01
216743351 | WABBAN | BB24HXP2A1DO* | BB24HXP2A1DI* | 13.1 | 24.5 | 9.5 | No | N/A | 3 | 600 | 800 | 150 | 350 | 2025-01-01
216743352 | WABBAN | BB09HXP2A1DO* | BB09HXP2A1DI* | 14.7 | 25.5 | 10.2 | No | N/A | 4 | 700 | 900 | 150 | 350 | 2025-01-01
216743353 | WABBAN | BB12HXP2A1DO* | BB12HXP2A1DI* | 12.5 | 24 | 9 | No | N/A | 3 | 600 | 800 | 150 | 350 | 2025-01-01
216743354 | WABBAN | BB24HXP2A1DO* | BBM24HSFDI* | 12.7 | 20 | 9 | No | N/A | 3 | 600 | 800 | 150 | 350 | 2025-01-01
216743355 | WABBAN | BB24HXP2A1DO* | BBM24HBKDI* | 11.9 | 21 | 9.5 | No | N/A | 3 | 600 | 800 | 150 | 350 | 2025-01-01
216743356 | WABBAN | BB24HXP2A1DO* | BBM24HBTDI* | 12 | 20 | 9 | No | N/A | 3 | 600 | 800 | 150 | 350 | 2025-01-01
216743335 | WABBAN | BB24HQ2A3DO* | BB24HQ2A3DI* | 12.5 | 20 | 8.5 | No | N/A | 2 | 500 | 700 | 100 | 300 | 2025-01-01
216743336 | WABBAN | BB09HQ2A3DO* | BB09HQ2A3DI* | 14 | 23 | 8.5 | No | N/A | 2 | 500 | 700 | 100 | 300 | 2025-01-01
216743337 | WABBAN | BB12HQ2A3DO* | BB12HQ2A3DI* | 12 | 21.5 | 8.5 | No | N/A | 2 | 500 | 700 | 100 | 300 | 2025-01-01
216743341 | WABBAN | BB18HQ2A3DO* | BB18HQ2A3DI* | 12.5 | 20 | 8.5 | No | N/A | 2 | 500 | 700 | 100 | 300 | 2025-01-01
202021959 | WABBAN | BB09UW3SVETE/O | BB09UW3SVETE/I | 13.7 | 22 | 8.5 | No | N/A | 2 | 500 | 700 | 100 | 300 | 2025-01-01
202021960 | WABBAN | BB12UW3SXETE/O | BB12UW3SXETE/I | 13 | 21 | 9 | No | N/A | 3 | 600 | 800 | 150 | 350 | 2025-01-01
202021963 | WABBAN | BB18UW3SBBTE/O | BB18UW3SBBTE/I | 13 | 22.5 | 8.6 | No | N/A | 2 | 500 | 700 | 100 | 300 | 2025-01-01
202021964 | WABBAN | BB24UW3SDBTE/O | BB24UW3SDBTE/I | 12.2 | 20.5 | 8.6 | No | N/A | 2 | 500 | 700 | 100 | 300 | 2025-01-01
202021965 | WABBAN | BB09UW3SXETE00/O | BB09UW3SXETE00/I | 15.5 | 27.5 | 10.5 | No | N/A | 4 | 700 | 900 | 150 | 350 | 2025-01-01
202021966 | WABBAN | BB12UW3SXATE00/O | BB12UW3SXATE00/I | 15.4 | 23.5 | 9.8 | No | N/A | 3 | 600 | 800 | 150 | 350 | 2025-01-01
202021971 | WABBAN | BB30UW3SDKVQ/O | BB30UW3SDKVQ/I | 10 | 18.5 | 9 | No | N/A | 3 | 600 | 800 | 150 | 350 | 2025-01-01
215357737 | Weathermaker | 37MGHAQ18CA3 |  | 13 | 20 | 10 | Yes | Both | 4 | 700 | 900 | 150 | 350 | 2025-01-01
215357740 | Weathermaker | 37MGHAQ24DA3 |  | 13 | 20 | 9.5 | Yes | Both | 3 | 600 | 800 | 150 | 350 | 2025-01-01
215357746 | Weathermaker | 37MGHAQ30EA3 |  | 12.5 | 19.5 | 10.5 | Yes | Both | 4 | 700 | 900 | 150 | 350 | 2025-01-01
215357749 | Weathermaker | 37MGHAQ36EA3 |  | 12 | 19.5 | 10.5 | Yes | Both | 4 | 700 | 900 | 150 | 350 | 2025-01-01
215357752 | Weathermaker | 37MGHAQ48FA3 |  | 11.7 | 20.5 | 11 | Yes | Both | 4 | 700 | 900 | 150 | 350 | 2025-01-01
215357755 | Weathermaker | 37MGHAQ55FA3 |  | 11.7 | 20.2 | 10.7 | Yes | Both | 4 | 700 | 900 | 150 | 350 | 2025-01-01
215357758 | Weathermaker | 37MGRAQ18CA3 |  | 12 | 20 | 10 | Yes | Both | 4 | 700 | 900 | 150 | 350 | 2025-01-01
215357761 | Weathermaker | 37MGRAQ24DA3 |  | 12.5 | 21 | 9.5 | Yes | Both | 3 | 600 | 800 | 150 | 350 | 2025-01-01
215357767 | Weathermaker | 37MGRAQ30EA3 |  | 12 | 21 | 9.5 | Yes | Both | 3 | 600 | 800 | 150 | 350 | 2025-01-01
215357770 | Weathermaker | 37MGRAQ36EA3 |  | 11.7 | 20 | 9.2 | Yes | Both | 3 | 600 | 800 | 150 | 350 | 2025-01-01
215357773 | Weathermaker | 37MGRAQ48FA3 |  | 12 | 20.5 | 10.6 | Yes | Both | 4 | 700 | 900 | 150 | 350 | 2025-01-01
215357776 | Weathermaker | 37MGRAQ55FA3 |  | 10 | 18 | 9.3 | No | N/A | 3 | 600 | 800 | 150 | 350 | 2025-01-01
207642952 | Weathermaker | 38MGHBQ48EA3 |  | 11.7 | 20.9 | 9 | Yes | Both | 3 | 600 | 800 | 150 | 350 | 2025-01-01
205772846 | Weathermaker | 38MGRQ18B--3 |  | 11.7 | 18.3 | 9 | Yes | No | 3 | 600 | 800 | 150 | 350 | 2025-01-01
205772848 | Weathermaker | 38MGRQ24C--3 |  | 11 | 20 | 8.5 | No | N/A | 2 | 500 | 700 | 100 | 300 | 2025-01-01
205772858 | Weathermaker | 38MGRQ48E--3 |  | 10.1 | 18.3 | 9.6 | No | N/A | 3 | 600 | 800 | 150 | 350 | 2025-01-01
205772852 | Weathermaker | 38MGRQ30D--3 |  | 10 | 18.5 | 8.7 | No | N/A | 2 | 500 | 700 | 100 | 300 | 2025-01-01
205772855 | Weathermaker | 38MGRQ36D--3 |  | 11.7 | 19 | 9.5 | No | N/A | 3 | 600 | 800 | 150 | 350 | 2025-01-01
207642940 | Weathermaker | 38MGRBQ18BA3 |  | 12 | 19 | 9.8 | Yes | Both | 3 | 600 | 800 | 150 | 350 | 2025-01-01
207642943 | Weathermaker | 38MGHBQ24CA3 |  | 12.5 | 21.3 | 9.7 | Yes | Both | 3 | 600 | 800 | 150 | 350 | 2025-01-01
207642946 | Weathermaker | 38MGHBQ30DA3 |  | 12 | 20 | 9.2 | Yes | No | 3 | 600 | 800 | 150 | 350 | 2025-01-01
207642949 | Weathermaker | 38MGRBQ36DA3 |  | 11 | 20 | 9.2 | No | N/A | 3 | 600 | 800 | 150 | 350 | 2025-01-01
207642955 | Weathermaker | 38MGHBQ36DA3 |  | 11.7 | 19 | 10 | Yes | No | 4 | 700 | 900 | 150 | 350 | 2025-01-01
207642958 | Weathermaker | 38MGRBQ48EA3 |  | 10.8 | 20.5 | 9.7 | No | N/A | 3 | 600 | 800 | 150 | 350 | 2025-01-01
207642957 | Weathermaker | 38MGRBQ48EA3 |  | 12.5 | 23.4 | 8.7 | Yes | No | 2 | 500 | 700 | 100 | 300 | 2025-01-01
207642948 | Weathermaker | 38MGRBQ36DA3 |  | 11.7 | 23.9 | 9.5 | Yes | No | 3 | 600 | 800 | 150 | 350 | 2025-01-01
207642951 | Weathermaker | 38MGHBQ48EA3 |  | 11.7 | 21.8 | 9.8 | Yes | Both | 3 | 600 | 800 | 150 | 350 | 2025-01-01
207642942 | Weathermaker | 38MGHBQ24CA3 |  | 13.4 | 24.6 | 10 | Yes | Both | 4 | 700 | 900 | 150 | 350 | 2025-01-01
207642945 | Weathermaker | 38MGHBQ30DA3 |  | 13 | 26 | 9.8 | Yes | Both | 3 | 600 | 800 | 150 | 350 | 2025-01-01
207642939 | Weathermaker | 38MGRBQ18BA3 |  | 13.9 | 22.9 | 10.5 | Yes | No | 4 | 700 | 900 | 150 | 350 | 2025-01-01
205772854 | Weathermaker | 38MGRQ36D--3 |  | 13.5 | 21.5 | 9.5 | Yes | Both | 3 | 600 | 800 | 150 | 350 | 2025-01-01
205772857 | Weathermaker | 38MGRQ48E--3 |  | 12.5 | 23.7 | 8.6 | Yes | No | 2 | 500 | 700 | 100 | 300 | 2025-01-01
205772845 | Weathermaker | 38MGRQ18B--3 |  | 12 | 22.4 | 9.1 | Yes | No | 3 | 600 | 800 | 150 | 350 | 2025-01-01
205772849 | Weathermaker | 38MGRQ24C--3 |  | 12.5 | 23 | 9.2 | Yes | No | 3 | 600 | 800 | 150 | 350 | 2025-01-01
205772851 | Weathermaker | 38MGRQ30D--3 |  | 12 | 22.5 | 9.5 | No | N/A | 3 | 600 | 800 | 150 | 350 | 2025-01-01
207642954 | Weathermaker | 38MGHBQ36DA3 |  | 13.6 | 22.2 | 10.3 | Yes | Both | 4 | 700 | 900 | 150 | 350 | 2025-01-01
216765595 | Weathermaker | 37MTRAQ18CA3 |  | 11.7 | 18.5 | 9.2 | Yes | Both | 3 | 600 | 800 | 150 | 350 | 2025-01-01
216765596 | Weathermaker | 37MTRAQ27DA3 |  | 10.5 | 18.5 | 8.5 | Yes | Yes | 2 | 500 | 700 | 100 | 300 | 2025-01-01
216765597 | Weathermaker | 37MTRAQ36EA3 |  | 9.5 | 18.8 | 8.5 | Yes | Yes | 2 | 500 | 700 | 100 | 300 | 2025-01-01
216765598 | Weathermaker | 37MTRAQ48FA3 |  | 10 | 18.7 | 9.5 | Yes | Yes | 3 | 600 | 800 | 150 | 350 | 2025-01-01
215357775 | Weathermaker | 37MGRAQ55FA3 |  | 10 | 22 | 9.6 | No | N/A | 3 | 600 | 800 | 150 | 350 | 2025-01-01
215357769 | Weathermaker | 37MGRAQ36EA3 |  | 12 | 24 | 9.5 | Yes | Both | 3 | 600 | 800 | 150 | 350 | 2025-01-01
215357772 | Weathermaker | 37MGRAQ48FA3 |  | 12.5 | 24 | 10.4 | Yes | Both | 4 | 700 | 900 | 150 | 350 | 2025-01-01
215357760 | Weathermaker | 37MGRAQ24DA3 |  | 13.5 | 25 | 9.5 | Yes | Both | 3 | 600 | 800 | 150 | 350 | 2025-01-01
215357766 | Weathermaker | 37MGRAQ30EA3 |  | 13 | 25 | 10 | Yes | Both | 4 | 700 | 900 | 150 | 350 | 2025-01-01
215357754 | Weathermaker | 37MGHAQ55FA3 |  | 12 | 22.3 | 10.5 | Yes | Both | 4 | 700 | 900 | 150 | 350 | 2025-01-01
215357757 | Weathermaker | 37MGRAQ18CA3 |  | 14 | 25.2 | 9.8 | Yes | Both | 3 | 600 | 800 | 150 | 350 | 2025-01-01
215357748 | Weathermaker | 37MGHAQ36EA3 |  | 13.1 | 23.1 | 10.7 | Yes | Both | 4 | 700 | 900 | 150 | 350 | 2025-01-01
215357751 | Weathermaker | 37MGHAQ48FA3 |  | 12 | 23 | 11.3 | Yes | Both | 4 | 700 | 900 | 150 | 350 | 2025-01-01
215357739 | Weathermaker | 37MGHAQ24DA3 |  | 13 | 24 | 10 | Yes | Both | 4 | 700 | 900 | 150 | 350 | 2025-01-01
215357745 | Weathermaker | 37MGHAQ30EA3 |  | 13.2 | 24 | 10.7 | Yes | Both | 4 | 700 | 900 | 150 | 350 | 2025-01-01
215357736 | Weathermaker | 37MGHAQ18CA3 |  | 15 | 25 | 10.5 | Yes | Both | 4 | 700 | 900 | 150 | 350 | 2025-01-01
213363550 | Weathermaker | 38MTRAQ48EA3 |  | 10 | 18.7 | 8.8 | Yes | Yes | 2 | 500 | 700 | 100 | 300 | 2025-01-01
213363553 | Weathermaker | 38MTRAQ18BA3 |  | 11.5 | 18 | 8.7 | Yes | Both | 2 | 500 | 700 | 100 | 300 | 2025-01-01
213363556 | Weathermaker | 38MTRAQ36DA3 |  | 10 | 20 | 8.5 | No | N/A | 2 | 500 | 700 | 100 | 300 | 2025-01-01
213363559 | Weathermaker | 38MTRAQ27CA3 |  | 11.5 | 20 | 8.5 | No | N/A | 2 | 500 | 700 | 100 | 300 | 2025-01-01
215357747 | Weathermaker | 37MGHAQ30EA3 |  | 12.85 | 21.75 | 10.6 | Yes | Both | 4 | 700 | 900 | 150 | 350 | 2025-01-01
215357741 | Weathermaker | 37MGHAQ24DA3 |  | 13 | 22 | 9.75 | Yes | Both | 3 | 600 | 800 | 150 | 350 | 2025-01-01
215357738 | Weathermaker | 37MGHAQ18CA3 |  | 14 | 22.5 | 10.25 | Yes | Both | 4 | 700 | 900 | 150 | 350 | 2025-01-01
215357750 | Weathermaker | 37MGHAQ36EA3 |  | 12.55 | 21.3 | 10.6 | Yes | Both | 4 | 700 | 900 | 150 | 350 | 2025-01-01
215357756 | Weathermaker | 37MGHAQ55FA3 |  | 11.85 | 21.25 | 10.6 | Yes | Both | 4 | 700 | 900 | 150 | 350 | 2025-01-01
215357753 | Weathermaker | 37MGHAQ48FA3 |  | 11.85 | 21.75 | 11.15 | Yes | Both | 4 | 700 | 900 | 150 | 350 | 2025-01-01
215357759 | Weathermaker | 37MGRAQ18CA3 |  | 13 | 22.6 | 9.9 | Yes | Both | 3 | 600 | 800 | 150 | 350 | 2025-01-01
215357762 | Weathermaker | 37MGRAQ24DA3 |  | 13 | 23 | 9.5 | Yes | Both | 3 | 600 | 800 | 150 | 350 | 2025-01-01
215357774 | Weathermaker | 37MGRAQ48FA3 |  | 12.25 | 22.5 | 10.5 | Yes | Both | 4 | 700 | 900 | 150 | 350 | 2025-01-01
215357771 | Weathermaker | 37MGRAQ36EA3 |  | 11.85 | 22 | 9.35 | Yes | Both | 3 | 600 | 800 | 150 | 350 | 2025-01-01
215357768 | Weathermaker | 37MGRAQ30EA3 |  | 12.5 | 23 | 9.75 | Yes | Both | 3 | 600 | 800 | 150 | 350 | 2025-01-01
215357777 | Weathermaker | 37MGRAQ55FA3 |  | 10 | 20 | 9.45 | No | N/A | 3 | 600 | 800 | 150 | 350 | 2025-01-01
207642953 | Weathermaker | 38MGHBQ48EA3 |  | 11.7 | 21.35 | 9.4 | Yes | Both | 3 | 600 | 800 | 150 | 350 | 2025-01-01
205772853 | Weathermaker | 38MGRQ30D--3 |  | 10.75 | 20.5 | 8.85 | No | N/A | 2 | 500 | 700 | 100 | 300 | 2025-01-01
207642944 | Weathermaker | 38MGHBQ24CA3 |  | 12.95 | 22.95 | 9.85 | Yes | Both | 3 | 600 | 800 | 150 | 350 | 2025-01-01
207642941 | Weathermaker | 38MGRBQ18BA3 |  | 12.95 | 20.95 | 10.15 | Yes | No | 4 | 700 | 900 | 150 | 350 | 2025-01-01
207642947 | Weathermaker | 38MGHBQ30DA3 |  | 12.5 | 23 | 9.5 | Yes | No | 3 | 600 | 800 | 150 | 350 | 2025-01-01
207642950 | Weathermaker | 38MGRBQ36DA3 |  | 11.35 | 21.95 | 9.35 | No | N/A | 3 | 600 | 800 | 150 | 350 | 2025-01-01
207642959 | Weathermaker | 38MGRBQ48EA3 |  | 11.65 | 21.95 | 9.2 | No | N/A | 3 | 600 | 800 | 150 | 350 | 2025-01-01
207642956 | Weathermaker | 38MGHBQ36DA3 |  | 12.65 | 20.6 | 10.15 | Yes | Both | 4 | 700 | 900 | 150 | 350 | 2025-01-01
209270301 | Weathermaker | 38MARBQ09AA3 | 40MCCAQ09XA3 | 13 | 24 | 12.4 | Yes | Both | 4 | 700 | 900 | 150 | 350 | 2025-01-01
209270302 | Weathermaker | 38MARBQ18AA3 | 40MCCAQ18XA3 | 12.5 | 19.8 | 11.2 | Yes | Both | 4 | 700 | 900 | 150 | 350 | 2025-01-01
213214836 | Weathermaker | 38MPRBQ09AA3 | DHMPHAQ09XA3 | 14.4 | 25.5 | 15 | Yes | Both | 4 | 700 | 900 | 150 | 350 | 2025-01-01
213214837 | Weathermaker | 38MPRBQ12AA3 | DHMPHAQ12XA3 | 12.5 | 24 | 10.5 | Yes | Both | 4 | 700 | 900 | 150 | 350 | 2025-01-01
213214838 | Weathermaker | 38MPRBQ18AA3 | DHMPHAQ18XA3 | 13.5 | 23.5 | 13.5 | Yes | Both | 4 | 700 | 900 | 150 | 350 | 2025-01-01
212521253 | Weathermaker | 38MPRAQ09AA3 | DHMPHBQ09XA3 | 12.1 | 19.5 | 12.1 | Yes | No | 4 | 700 | 900 | 150 | 350 | 2025-01-01
212521254 | Weathermaker | 38MPRAQ12AA3 | DHMPHBQ12XA3 | 11 | 18.2 | 10 | Yes | Both | 4 | 700 | 900 | 150 | 350 | 2025-01-01
212521282 | Weathermaker | 38MPRAQ18AA3 | DHMPHBQ18XA3 | 12.4 | 24.1 | 12 | Yes | Both | 4 | 700 | 900 | 150 | 350 | 2025-01-01
215413195 | Weathermaker | 37MHRAQ09AA1 | 45MHHAQ09XC1 | 12.5 | 21.5 | 9.1 | Yes | Both | 3 | 600 | 800 | 150 | 350 | 2025-01-01
215413196 | Weathermaker | 37MHRAQ12AA1 | 45MHHAQ12XC1 | 10 | 21.4 | 8.7 | No | N/A | 2 | 500 | 700 | 100 | 300 | 2025-01-01
215413197 | Weathermaker | 37MHRAQ09AA3 | 45MHHAQ09XC3 | 12.6 | 21.7 | 9.4 | Yes | Both | 3 | 600 | 800 | 150 | 350 | 2025-01-01
215413198 | Weathermaker | 37MHRAQ12AA3 | 45MHHAQ12XC3 | 10.8 | 21.4 | 9.2 | No | N/A | 3 | 600 | 800 | 150 | 350 | 2025-01-01
215413199 | Weathermaker | 37MHRAQ18AA3 | 45MHHAQ18XC3 | 11.5 | 20.3 | 9.1 | No | N/A | 3 | 600 | 800 | 150 | 350 | 2025-01-01
215413200 | Weathermaker | 37MHRAQ24AA3 | 45MHHAQ24XC3 | 9.5 | 18.5 | 9 | No | N/A | 3 | 600 | 800 | 150 | 350 | 2025-01-01
215413201 | Weathermaker | 37MHRAQ30AA3 | 45MHHAQ30XC3 | 12 | 22.4 | 9 | Yes | No | 3 | 600 | 800 | 150 | 350 | 2025-01-01
215413202 | Weathermaker | 37MHRAQ36AA3 | 45MHHAQ36XC3 | 9.4 | 19.5 | 9.1 | No | N/A | 3 | 600 | 800 | 150 | 350 | 2025-01-01
212436236 | Weathermaker | 38MPRAQ24AA3 | DHMPHAQ24XA3 | 13.7 | 23.5 | 10.5 | Yes | Both | 4 | 700 | 900 | 150 | 350 | 2025-01-01
208447836 | Weathermaker | 38MHRCQ12AA3 | 40MHHAQ12XA3 | 10.8 | 21.4 | 9.2 | No | N/A | 3 | 600 | 800 | 150 | 350 | 2025-01-01
208447837 | Weathermaker | 38MHRCQ24AA3 | 40MHHAQ24XA3 | 9.5 | 18.5 | 8.6 | No | N/A | 2 | 500 | 700 | 100 | 300 | 2025-01-01
208447838 | Weathermaker | 38MHRCQ12AA1 | 40MHHAQ12XA1 | 10.3 | 20.8 | 8.7 | No | N/A | 2 | 500 | 700 | 100 | 300 | 2025-01-01
208447850 | Weathermaker | 38MHRCQ09AA1 | 40MHHAQ09XA1 | 12.5 | 21.5 | 9.1 | Yes | Both | 3 | 600 | 800 | 150 | 350 | 2025-01-01
208447851 | Weathermaker | 38MHRCQ09AA3 | 40MHHAQ09XA3 | 12.6 | 21.7 | 9.4 | Yes | Both | 3 | 600 | 800 | 150 | 350 | 2025-01-01
208101279 | Weathermaker | 38MBRCQ58AA3 | 40MBDQ58---3 | 10.3 | 17 | 8.4 | No | N/A | 1 | 400 | 600 | 100 | 300 | 2025-01-01
208101280 | Weathermaker | 38MBRCQ58AA3 | 40MBFQ58---3 | 9.8 | 19.8 | 9 | No | N/A | 3 | 600 | 800 | 150 | 350 | 2025-01-01
208102135 | Weathermaker | 38MARBQ30AA311 | DHMAHBQ30XA3 | 11.5 | 20.1 | 9 | No | N/A | 3 | 600 | 800 | 150 | 350 | 2025-01-01
207826655 | Weathermaker | 38MPRBQ18AA3 | DHMPHBQ18XA3 | 15.3 | 26.3 | 15.5 | Yes | Both | 4 | 700 | 900 | 150 | 350 | 2025-01-01
207801581 | Weathermaker | 38MARBQ18AA3 | 40MBDQ24---3 | 12.1 | 18 | 10.5 | Yes | Both | 4 | 700 | 900 | 150 | 350 | 2025-01-01
207683307 | Weathermaker | 38MBRCQ36AA3 | 40MBCAQ36XA3 | 9.4 | 19.2 | 8.8 | No | N/A | 2 | 500 | 700 | 100 | 300 | 2025-01-01
207683308 | Weathermaker | 38MBRCQ36AA3 | 40MBDQ36---3 | 8.8 | 15.8 | 8.8 | No | N/A | 2 | 500 | 700 | 100 | 300 | 2025-01-01
207683309 | Weathermaker | 38MBRCQ36AA3 | 40MBFQ36---3 | 8.5 | 19 | 9 | No | N/A | 3 | 600 | 800 | 150 | 350 | 2025-01-01
207683310 | Weathermaker | 38MBRCQ48AA3 | 40MBCAQ48XA3 | 9.5 | 18.5 | 9.8 | No | N/A | 3 | 600 | 800 | 150 | 350 | 2025-01-01
207683312 | Weathermaker | 38MBRCQ48AA3 | 40MBFQ48---3 | 9.3 | 18.9 | 10 | Yes | Yes | 4 | 700 | 900 | 150 | 350 | 2025-01-01
207683313 | Weathermaker | 38MARBQ24AA3 | 40MBCAQ24XA3 | 11 | 20.5 | 11.5 | Yes | Both | 4 | 700 | 900 | 150 | 350 | 2025-01-01
207614955 | Weathermaker | 38MPRBQ09AA3 | DHMPHBQ09XA3 | 16 | 28.5 | 18 | Yes | Both | 4 | 700 | 900 | 150 | 350 | 2025-01-01
207614956 | Weathermaker | 38MPRBQ12AA3 | DHMPHBQ12XA3 | 14 | 27 | 12 | Yes | Both | 4 | 700 | 900 | 150 | 350 | 2025-01-01
207188937 | Weathermaker | 38MARBQ06AA3 | DHMAHBQ06XA3 | 15.8 | 26.5 | 13.6 | Yes | Both | 4 | 700 | 900 | 150 | 350 | 2025-01-01
206382727 | Weathermaker | 38MHRCQ18AA3 | 40MHHQ18---3 | 11.2 | 19 | 9.1 | No | N/A | 3 | 600 | 800 | 150 | 350 | 2025-01-01
206382728 | Weathermaker | 38MHRCQ24AA3 | 40MHHQ24---3 | 9.4 | 19 | 8.8 | No | N/A | 2 | 500 | 700 | 100 | 300 | 2025-01-01
206396057 | Weathermaker | 38MAQB12R--1 | DHMAHBQ12XA1 | 11.3 | 19.8 | 8.5 | No | N/A | 2 | 500 | 700 | 100 | 300 | 2025-01-01
206396059 | Weathermaker | 38MAQB12R--3 | DHMAHBQ12XA3 | 11.7 | 20.3 | 8.5 | Yes | No | 2 | 500 | 700 | 100 | 300 | 2025-01-01
206400666 | Weathermaker | 38MARBQ09AA3 | DHMSHAQ09XA3 | 15.6 | 25 | 11 | Yes | No | 4 | 700 | 900 | 150 | 350 | 2025-01-01
206400667 | Weathermaker | 38MARBQ12AA3 | DHMSHAQ12XA3 | 13.5 | 23.6 | 9.5 | Yes | Both | 3 | 600 | 800 | 150 | 350 | 2025-01-01
206400668 | Weathermaker | 38MARBQ18AA3 | DHMSHAQ18XA3 | 12.5 | 19.4 | 10 | Yes | No | 4 | 700 | 900 | 150 | 350 | 2025-01-01
206400669 | Weathermaker | 38MARBQ24AA3 | DHMSHAQ24XA3 | 11.7 | 18.9 | 10.4 | Yes | Both | 4 | 700 | 900 | 150 | 350 | 2025-01-01
206350310 | Weathermaker | 38MARBQ30AA3 | DHMAHBQ30XA3 | 11.5 | 20 | 9.2 | No | N/A | 3 | 600 | 800 | 150 | 350 | 2025-01-01
206350322 | Weathermaker | 38MARBQ12AA1 | DHMAHBQ12XA1 | 13 | 23.5 | 10 | Yes | No | 4 | 700 | 900 | 150 | 350 | 2025-01-01
206350323 | Weathermaker | 38MARBQ09AA3 | DHMAHBQ09XA3 | 16.2 | 28.1 | 11.5 | Yes | Both | 4 | 700 | 900 | 150 | 350 | 2025-01-01
206350324 | Weathermaker | 38MARBQ12AA3 | DHMAHBQ12XA3 | 14 | 25.5 | 10.4 | Yes | Both | 4 | 700 | 900 | 150 | 350 | 2025-01-01
206350325 | Weathermaker | 38MARBQ18AA3 | DHMAHBQ18XA3 | 12.5 | 21.5 | 11.3 | Yes | Both | 4 | 700 | 900 | 150 | 350 | 2025-01-01
206350326 | Weathermaker | 38MARBQ24AA3 | DHMAHBQ24XA3 | 13 | 21.5 | 11.4 | Yes | Both | 4 | 700 | 900 | 150 | 350 | 2025-01-01
206350360 | Weathermaker | 38MARBQ09AA3 | 40MBCQ09---3 | 13 | 20.5 | 10.3 | Yes | Both | 4 | 700 | 900 | 150 | 350 | 2025-01-01
206350361 | Weathermaker | 38MARBQ09AA3 | 40MBDQ09---3 | 13.2 | 20.2 | 12 | Yes | Both | 4 | 700 | 900 | 150 | 350 | 2025-01-01
206350362 | Weathermaker | 38MARBQ12AA3 | 40MBCQ12---3 | 12.7 | 22.3 | 10.2 | Yes | Both | 4 | 700 | 900 | 150 | 350 | 2025-01-01
206350363 | Weathermaker | 38MARBQ12AA3 | 40MBDQ12---3 | 11.7 | 19.5 | 10 | Yes | Both | 4 | 700 | 900 | 150 | 350 | 2025-01-01
206350364 | Weathermaker | 38MARBQ12AA3 | 40MBFQ12---3 | 13 | 23.6 | 10 | Yes | Both | 4 | 700 | 900 | 150 | 350 | 2025-01-01
206350365 | Weathermaker | 38MARBQ18AA3 | 40MBCQ18---3 | 12.5 | 20 | 9.5 | Yes | Both | 3 | 600 | 800 | 150 | 350 | 2025-01-01
206350366 | Weathermaker | 38MARBQ18AA3 | 40MBDQ18---3 | 11.7 | 18 | 9.5 | Yes | Both | 3 | 600 | 800 | 150 | 350 | 2025-01-01
206350367 | Weathermaker | 38MARBQ18AA3 | 40MBFQ18---3 | 12.5 | 20.5 | 9.8 | Yes | Both | 3 | 600 | 800 | 150 | 350 | 2025-01-01
206350369 | Weathermaker | 38MARBQ24AA3 | 40MBDQ24---3 | 12 | 19.2 | 10.5 | Yes | Both | 4 | 700 | 900 | 150 | 350 | 2025-01-01
206350370 | Weathermaker | 38MARBQ24AA3 | 40MBFQ24---3 | 11.7 | 20.5 | 11 | Yes | Both | 4 | 700 | 900 | 150 | 350 | 2025-01-01
206188268 | Weathermaker | 38MBRBQ36AA3 | 40MBFQ36---3 | 8 | 17 | 8.8 | No | N/A | 2 | 500 | 700 | 100 | 300 | 2025-01-01
206188269 | Weathermaker | 38MBRBQ36AA3 | 40MBCQ36---3 | 9 | 17.6 | 9.2 | No | N/A | 3 | 600 | 800 | 150 | 350 | 2025-01-01
206188270 | Weathermaker | 38MBRBQ36AA3 | 40MBDQ36---3 | 8.8 | 15.8 | 8.8 | No | N/A | 2 | 500 | 700 | 100 | 300 | 2025-01-01
206188271 | Weathermaker | 38MBRBQ48AA3 | 40MBFQ48---3 | 9 | 18 | 9 | No | N/A | 3 | 600 | 800 | 150 | 350 | 2025-01-01
206188272 | Weathermaker | 38MBRBQ48AA3 | 40MBCQ48---3 | 9.5 | 17 | 8.8 | No | N/A | 2 | 500 | 700 | 100 | 300 | 2025-01-01
205967960 | Weathermaker | 38MVRAQ09AA1 | DHMVHAQ09XA1 | 10.1 | 17 | 9 | No | N/A | 3 | 600 | 800 | 150 | 350 | 2025-01-01
205967961 | Weathermaker | 38MVRAQ12AA1 | DHMVHAQ12XA1 | 8.8 | 17.4 | 8.7 | No | N/A | 2 | 500 | 700 | 100 | 300 | 2025-01-01
205967962 | Weathermaker | 38MVRAQ09AA3 | DHMVHAQ09XA3 | 10.5 | 18.5 | 8.8 | Yes | Yes | 2 | 500 | 700 | 100 | 300 | 2025-01-01
205967963 | Weathermaker | 38MVRAQ12AA3 | DHMVHAQ12XA3 | 8.8 | 17.6 | 8.8 | No | N/A | 2 | 500 | 700 | 100 | 300 | 2025-01-01
205967964 | Weathermaker | 38MVRAQ18AA3 | DHMVHAQ18XA3 | 9.9 | 18.3 | 8.7 | No | N/A | 2 | 500 | 700 | 100 | 300 | 2025-01-01
205772812 | Weathermaker | 38MHRBQ12AA3 | 40MHHQ12---3 | 11.2 | 19.8 | 8.1 | No | N/A | 1 | 400 | 600 | 100 | 300 | 2025-01-01
205772813 | Weathermaker | 38MHRBQ18AA3 | 40MHHQ18---3 | 11.2 | 18.1 | 8.3 | No | N/A | 1 | 400 | 600 | 100 | 300 | 2025-01-01
205772817 | Weathermaker | 38MAQB24R--3 | 40MBCQ24---3 | 11 | 20 | 9.6 | No | N/A | 3 | 600 | 800 | 150 | 350 | 2025-01-01
205772818 | Weathermaker | 38MBRQ36A--3 | 40MBCQ36---3 | 9 | 17.5 | 9.3 | No | N/A | 3 | 600 | 800 | 150 | 350 | 2025-01-01
205772819 | Weathermaker | 38MBRQ48A--3 | 40MBCQ48---3 | 9.5 | 16.8 | 9 | No | N/A | 3 | 600 | 800 | 150 | 350 | 2025-01-01
205772822 | Weathermaker | 38MBRQ58A--3 | 40MBDQ58---3 | 9 | 15.4 | 8.4 | No | N/A | 1 | 400 | 600 | 100 | 300 | 2025-01-01
205772823 | Weathermaker | 38MAQB24R--3 | 40MBFQ24---3 | 11.5 | 20 | 10 | No | N/A | 4 | 700 | 900 | 150 | 350 | 2025-01-01
205772824 | Weathermaker | 38MBRQ36A--3 | 40MBFQ36---3 | 8 | 16 | 10 | No | N/A | 4 | 700 | 900 | 150 | 350 | 2025-01-01
205772825 | Weathermaker | 38MBRQ48A--3 | 40MBFQ48---3 | 9.3 | 17.8 | 9 | No | N/A | 3 | 600 | 800 | 150 | 350 | 2025-01-01
205772826 | Weathermaker | 38MBRQ58A--3 | 40MBFQ58---3 | 9.8 | 18 | 9.4 | No | N/A | 3 | 600 | 800 | 150 | 350 | 2025-01-01
205772827 | Weathermaker | 38MAQB12R--1 | DHMSHAQ12XA1 | 13 | 21.2 | 8.5 | Yes | No | 2 | 500 | 700 | 100 | 300 | 2025-01-01
205772828 | Weathermaker | 38MAQB09R--3 | DHMSHAQ09XA3 | 14.5 | 23.1 | 9.9 | Yes | No | 3 | 600 | 800 | 150 | 350 | 2025-01-01
205772829 | Weathermaker | 38MAQB12R--3 | DHMSHAQ12XA3 | 13 | 19.9 | 9.1 | Yes | No | 3 | 600 | 800 | 150 | 350 | 2025-01-01
205772830 | Weathermaker | 38MAQB18R--3 | DHMSHAQ18XA3 | 12.5 | 19.4 | 8.9 | Yes | No | 2 | 500 | 700 | 100 | 300 | 2025-01-01
205772831 | Weathermaker | 38MAQB24R--3 | DHMSHAQ24XA3 | 13 | 20 | 9.5 | Yes | No | 3 | 600 | 800 | 150 | 350 | 2025-01-01
205772832 | Weathermaker | 38MAQB09R--3 | 40MBCQ09---3 | 13 | 20 | 9.4 | Yes | No | 3 | 600 | 800 | 150 | 350 | 2025-01-01
205772833 | Weathermaker | 38MAQB12R--3 | 40MBCQ12---3 | 12.5 | 19.5 | 9.3 | Yes | No | 3 | 600 | 800 | 150 | 350 | 2025-01-01
205772834 | Weathermaker | 38MAQB18R--3 | 40MBCQ18---3 | 12.5 | 20 | 9.8 | Yes | No | 3 | 600 | 800 | 150 | 350 | 2025-01-01
205772835 | Weathermaker | 38MAQB09R--3 | 40MBDQ09---3 | 12.1 | 18.5 | 11.5 | Yes | Both | 4 | 700 | 900 | 150 | 350 | 2025-01-01
205772836 | Weathermaker | 38MAQB12R--3 | 40MBDQ12---3 | 11.7 | 19 | 10 | Yes | Both | 4 | 700 | 900 | 150 | 350 | 2025-01-01
205772838 | Weathermaker | 38MAQB24R--3 | 40MBDQ24---3 | 11.7 | 19.2 | 10.5 | Yes | Both | 4 | 700 | 900 | 150 | 350 | 2025-01-01
205772839 | Weathermaker | 38MAQB12R--3 | 40MBFQ12---3 | 12.5 | 19.4 | 9.4 | Yes | No | 3 | 600 | 800 | 150 | 350 | 2025-01-01
205772840 | Weathermaker | 38MAQB18R--3 | 40MBFQ18---3 | 12.5 | 19.9 | 9.9 | Yes | No | 3 | 600 | 800 | 150 | 350 | 2025-01-01
215413159 | Weathermaker | 37MPRAQ06AA3 | D5MPHAQ06XA3 | 17.5 | 35.1 | 30 | Yes | Both | 4 | 700 | 900 | 150 | 350 | 2025-01-01
215413160 | Weathermaker | 37MPRAQ09AA3 | D5MPHAQ09XA3 | 17 | 33.5 | 22 | Yes | Both | 4 | 700 | 900 | 150 | 350 | 2025-01-01
215413161 | Weathermaker | 37MPRAQ12AA3 | D5MPHAQ12XA3 | 14.3 | 29.5 | 14.5 | Yes | Both | 4 | 700 | 900 | 150 | 350 | 2025-01-01
215413162 | Weathermaker | 37MPRAQ18AA3 | D5MPHAQ18XA3 | 15 | 25.8 | 16.2 | Yes | Both | 4 | 700 | 900 | 150 | 350 | 2025-01-01
215413163 | Weathermaker | 37MARAQ30AA3 | D5MAHAQ30XA3 | 12 | 20.5 | 9.5 | Yes | No | 3 | 600 | 800 | 150 | 350 | 2025-01-01
215413164 | Weathermaker | 37MARAQ36AA3 | D5MAHAQ36XA3 | 8.7 | 19 | 8.5 | No | N/A | 2 | 500 | 700 | 100 | 300 | 2025-01-01
215323775 | Weathermaker | 37MAHAQ06AA3 | D5MAHAQ06XA3 | 18 | 25.7 | 14.8 | Yes | Both | 4 | 700 | 900 | 150 | 350 | 2025-01-01
215323776 | Weathermaker | 37MAHAQ09AA3 | D5MAHAQ09XA3 | 15.5 | 27.5 | 12.5 | Yes | Both | 4 | 700 | 900 | 150 | 350 | 2025-01-01
215323777 | Weathermaker | 37MAHAQ12AA3 | D5MAHAQ12XA3 | 13.5 | 25.5 | 10.5 | Yes | Both | 4 | 700 | 900 | 150 | 350 | 2025-01-01
215323778 | Weathermaker | 37MAHAQ18AA3 | D5MAHAQ18XA3 | 12.5 | 21.5 | 11 | Yes | Both | 4 | 700 | 900 | 150 | 350 | 2025-01-01
215323779 | Weathermaker | 37MAHAQ24AA3 | D5MAHAQ24XA3 | 13 | 21.2 | 13.5 | Yes | Both | 4 | 700 | 900 | 150 | 350 | 2025-01-01
215323780 | Weathermaker | 37MAHAQ33AA3 | D5MAHAQ33XA3 | 12 | 19.6 | 10.5 | Yes | Both | 4 | 700 | 900 | 150 | 350 | 2025-01-01
215323781 | Weathermaker | 37MARAQ12AA1 | D5MAHAQ12XA1 | 13 | 23.5 | 9.5 | Yes | No | 3 | 600 | 800 | 150 | 350 | 2025-01-01
215323782 | Weathermaker | 37MARAQ09AA3 | D5MAHAQ09XA3 | 14.9 | 26 | 12.5 | Yes | Both | 4 | 700 | 900 | 150 | 350 | 2025-01-01
215323783 | Weathermaker | 37MARAQ12AA3 | D5MAHAQ12XA3 | 13.1 | 25.5 | 10.7 | Yes | Both | 4 | 700 | 900 | 150 | 350 | 2025-01-01
215323784 | Weathermaker | 37MARAQ18AA3 | D5MAHAQ18XA3 | 12.8 | 23.5 | 10.8 | Yes | Both | 4 | 700 | 900 | 150 | 350 | 2025-01-01
215323785 | Weathermaker | 37MARAQ24AA3 | D5MAHAQ24XA3 | 14 | 23.1 | 11.7 | Yes | Both | 4 | 700 | 900 | 150 | 350 | 2025-01-01
215323980 | Weathermaker | 37MAHAQ06AA3 | 45MCCAQ06XA3 | 15.2 | 22 | 12 | Yes | Both | 4 | 700 | 900 | 150 | 350 | 2025-01-01
215323981 | Weathermaker | 37MAHAQ06AA3 | 45MBDAQ06XA3 | 14.5 | 21.5 | 13.8 | Yes | Both | 4 | 700 | 900 | 150 | 350 | 2025-01-01
215323982 | Weathermaker | 37MAHAQ09AA3 | 45MCCAQ12XA3 | 14.7 | 24 | 12.2 | Yes | Both | 4 | 700 | 900 | 150 | 350 | 2025-01-01
215323983 | Weathermaker | 37MAHAQ09AA3 | 45MBCAQ12XA3 | 14 | 22.7 | 12.2 | Yes | Both | 4 | 700 | 900 | 150 | 350 | 2025-01-01
215323984 | Weathermaker | 37MAHAQ09AA3 | 45MBFAQ09XA3 | 15.2 | 27.3 | 10.9 | Yes | Both | 4 | 700 | 900 | 150 | 350 | 2025-01-01
215323985 | Weathermaker | 37MAHAQ09AA3 | 45MBDAQ12XA3 | 13.5 | 21.5 | 12.5 | Yes | Both | 4 | 700 | 900 | 150 | 350 | 2025-01-01
215323986 | Weathermaker | 37MAHAQ09AA3 | 45MBDAQ12XH3 | 14 | 20.6 | 13.8 | Yes | Both | 4 | 700 | 900 | 150 | 350 | 2025-01-01
215323987 | Weathermaker | 37MAHAQ12AA3 | 45MCCAQ12XA3 | 13 | 23 | 10.2 | Yes | Both | 4 | 700 | 900 | 150 | 350 | 2025-01-01
215323988 | Weathermaker | 37MAHAQ12AA3 | 45MBCAQ12XA3 | 12.7 | 22.3 | 11.6 | Yes | Both | 4 | 700 | 900 | 150 | 350 | 2025-01-01
215323989 | Weathermaker | 37MAHAQ12AA3 | 45MBFAQ12XA3 | 12.7 | 25 | 10.6 | Yes | Both | 4 | 700 | 900 | 150 | 350 | 2025-01-01
215323990 | Weathermaker | 37MAHAQ12AA3 | 45MBDAQ12XA3 | 12 | 20 | 10.2 | Yes | Both | 4 | 700 | 900 | 150 | 350 | 2025-01-01
215323991 | Weathermaker | 37MAHAQ12AA3 | 45MBDAQ12XH3 | 12 | 20.2 | 10.6 | Yes | Both | 4 | 700 | 900 | 150 | 350 | 2025-01-01
215323992 | Weathermaker | 37MAHAQ18AA3 | 45MCCAQ18XA3 | 12.5 | 20.7 | 12.2 | Yes | Both | 4 | 700 | 900 | 150 | 350 | 2025-01-01
215323993 | Weathermaker | 37MAHAQ18AA3 | 45MBCAQ18XA3 | 12.5 | 20 | 12.4 | Yes | Both | 4 | 700 | 900 | 150 | 350 | 2025-01-01
215323994 | Weathermaker | 37MAHAQ18AA3 | 45MBFAQ16XA3 | 12.5 | 20.2 | 10.3 | Yes | Both | 4 | 700 | 900 | 150 | 350 | 2025-01-01
215323995 | Weathermaker | 37MAHAQ18AA3 | 45MCFAQ18XA3 | 12.6 | 20.5 | 10.3 | Yes | Both | 4 | 700 | 900 | 150 | 350 | 2025-01-01
215323996 | Weathermaker | 37MAHAQ18AA3 | 45MBDAQ18XA3 | 12 | 18 | 10.8 | Yes | Both | 4 | 700 | 900 | 150 | 350 | 2025-01-01
215323997 | Weathermaker | 37MAHAQ18AA3 | 45MBDAQ18XH3 | 12.1 | 18.5 | 11.1 | Yes | Both | 4 | 700 | 900 | 150 | 350 | 2025-01-01
215323998 | Weathermaker | 37MAHAQ24AA3 | 45MBCAQ24XA3 | 12 | 20.8 | 11.6 | Yes | Both | 4 | 700 | 900 | 150 | 350 | 2025-01-01
215323999 | Weathermaker | 37MAHAQ24AA3 | 45MCFAQ24XA3 | 12 | 20.5 | 12.1 | Yes | Both | 4 | 700 | 900 | 150 | 350 | 2025-01-01
215324000 | Weathermaker | 37MAHAQ24AA3 | 45MBDAQ24XH3 | 12 | 19.2 | 11.7 | Yes | Both | 4 | 700 | 900 | 150 | 350 | 2025-01-01
215324001 | Weathermaker | 37MARAQ09AA3 | 45MBCAQ12XA3 | 14.3 | 21.7 | 11.3 | Yes | Both | 4 | 700 | 900 | 150 | 350 | 2025-01-01
215324002 | Weathermaker | 37MARAQ09AA3 | 45MBFAQ09XA3 | 16.3 | 26 | 13.9 | Yes | Both | 4 | 700 | 900 | 150 | 350 | 2025-01-01
215324003 | Weathermaker | 37MARAQ09AA3 | 45MBDAQ12XA3 | 12.8 | 19.6 | 11 | Yes | Both | 4 | 700 | 900 | 150 | 350 | 2025-01-01
215324004 | Weathermaker | 37MARAQ09AA3 | 45MBDAQ12XH3 | 13 | 19.8 | 11.5 | Yes | Both | 4 | 700 | 900 | 150 | 350 | 2025-01-01
215324005 | Weathermaker | 37MARAQ12AA3 | 45MCCAQ12XA3 | 12.3 | 22.2 | 10.1 | Yes | Both | 4 | 700 | 900 | 150 | 350 | 2025-01-01
215324006 | Weathermaker | 37MARAQ12AA3 | 45MBCAQ12XA3 | 12.5 | 21.2 | 10.4 | Yes | Both | 4 | 700 | 900 | 150 | 350 | 2025-01-01
215324007 | Weathermaker | 37MARAQ12AA3 | 45MBFAQ12XA3 | 12.7 | 24.7 | 11 | Yes | Both | 4 | 700 | 900 | 150 | 350 | 2025-01-01
215324008 | Weathermaker | 37MARAQ12AA3 | 45MBDAQ12XA3 | 11.7 | 19 | 10.3 | Yes | Both | 4 | 700 | 900 | 150 | 350 | 2025-01-01
215324009 | Weathermaker | 37MARAQ12AA3 | 45MBDAQ12XH3 | 12 | 19.5 | 10.5 | Yes | Both | 4 | 700 | 900 | 150 | 350 | 2025-01-01
215324010 | Weathermaker | 37MARAQ18AA3 | 45MCCAQ18XA3 | 12.5 | 22.3 | 12.2 | Yes | Both | 4 | 700 | 900 | 150 | 350 | 2025-01-01
215324011 | Weathermaker | 37MARAQ18AA3 | 45MBCAQ18XA3 | 12.5 | 20.8 | 11.4 | Yes | Both | 4 | 700 | 900 | 150 | 350 | 2025-01-01
215324012 | Weathermaker | 37MARAQ18AA3 | 45MBFAQ16XA3 | 12.5 | 23.9 | 13.5 | Yes | Both | 4 | 700 | 900 | 150 | 350 | 2025-01-01
215324013 | Weathermaker | 37MARAQ18AA3 | 45MCFAQ18XA3 | 12.5 | 22.4 | 10.4 | Yes | Both | 4 | 700 | 900 | 150 | 350 | 2025-01-01
215324014 | Weathermaker | 37MARAQ18AA3 | 45MBDAQ18XA3 | 12.5 | 20 | 10.6 | Yes | Both | 4 | 700 | 900 | 150 | 350 | 2025-01-01
215324015 | Weathermaker | 37MARAQ18AA3 | 45MBDAQ18XH3 | 13.3 | 20 | 11.4 | Yes | Both | 4 | 700 | 900 | 150 | 350 | 2025-01-01
215324016 | Weathermaker | 37MARAQ24AA3 | 45MBCAQ24XA3 | 12 | 22.1 | 10.5 | Yes | Both | 4 | 700 | 900 | 150 | 350 | 2025-01-01
215324017 | Weathermaker | 37MARAQ24AA3 | 45MCFAQ24XA3 | 12.2 | 21.2 | 11.1 | Yes | Both | 4 | 700 | 900 | 150 | 350 | 2025-01-01
215324018 | Weathermaker | 37MARAQ24AA3 | 45MBDAQ24XH3 | 12.5 | 19 | 11 | Yes | Both | 4 | 700 | 900 | 150 | 350 | 2025-01-01
215324019 | Weathermaker | 37MVRAQ09AA1 | D5MVHAQ09XA1 | 10.1 | 18 | 9 | No | N/A | 3 | 600 | 800 | 150 | 350 | 2025-01-01
215324020 | Weathermaker | 37MVRAQ12AA1 | D5MVHAQ12XA1 | 8.8 | 19 | 9.2 | No | N/A | 3 | 600 | 800 | 150 | 350 | 2025-01-01
215324021 | Weathermaker | 37MVRAQ09AA3 | D5MVHAQ09XA3 | 10.9 | 19 | 9.7 | Yes | Yes | 3 | 600 | 800 | 150 | 350 | 2025-01-01
215324022 | Weathermaker | 37MVRAQ12AA3 | D5MVHAQ12XA3 | 8.8 | 18 | 8.8 | No | N/A | 2 | 500 | 700 | 100 | 300 | 2025-01-01
215324023 | Weathermaker | 37MVRAQ18AA3 | D5MVHAQ18XA3 | 9.9 | 18.3 | 8.7 | No | N/A | 2 | 500 | 700 | 100 | 300 | 2025-01-01
215324024 | Weathermaker | 37MVRAQ24AA3 | D5MVHAQ24XA3 | 9 | 17 | 8.5 | Yes | Yes | 2 | 500 | 700 | 100 | 300 | 2025-01-01
215324025 | Weathermaker | 37MBHAQ36AA3 | 45MBCAQ36XA3 | 12 | 21.3 | 10.6 | Yes | Both | 4 | 700 | 900 | 150 | 350 | 2025-01-01
215324026 | Weathermaker | 37MBHAQ36AA3 | 45MCFAQ36XA3 | 12 | 20.2 | 10.8 | Yes | Both | 4 | 700 | 900 | 150 | 350 | 2025-01-01
215324027 | Weathermaker | 37MBHAQ36AA3 | 45MBDAQ36XH3 | 12 | 17.8 | 11.1 | Yes | Both | 4 | 700 | 900 | 150 | 350 | 2025-01-01
215324028 | Weathermaker | 37MBHAQ48AA3 | 45MBCAQ48XA3 | 10 | 18.2 | 11 | Yes | Yes | 4 | 700 | 900 | 150 | 350 | 2025-01-01
215324029 | Weathermaker | 37MBHAQ48AA3 | 45MCFAQ48XA3 | 9.4 | 18.7 | 10.1 | Yes | Yes | 4 | 700 | 900 | 150 | 350 | 2025-01-01
215324030 | Weathermaker | 37MBHAQ48AA3 | 45MBDAQ48XH3 | 10.4 | 16.8 | 10.8 | Yes | Yes | 4 | 700 | 900 | 150 | 350 | 2025-01-01
215324031 | Weathermaker | 37MBHAQ58AA3 | 45MCFAQ58XA3 | 9 | 18.1 | 10.7 | Yes | Yes | 4 | 700 | 900 | 150 | 350 | 2025-01-01
215324032 | Weathermaker | 37MBHAQ58AA3 | 45MBDAQ58XH3 | 10.2 | 15.9 | 10.4 | Yes | Yes | 2 | 500 | 700 | 100 | 300 | 2025-01-01
215324033 | Weathermaker | 37MBRAQ36AA3 | 45MBCAQ36XA3 | 9.7 | 20 | 10.4 | Yes | Yes | 4 | 700 | 900 | 150 | 350 | 2025-01-01
215324034 | Weathermaker | 37MBRAQ36AA3 | 45MCFAQ36XA3 | 10.2 | 20 | 10 | No | N/A | 4 | 700 | 900 | 150 | 350 | 2025-01-01
215324035 | Weathermaker | 37MBRAQ36AA3 | 45MBDAQ36XH3 | 10.2 | 18.8 | 10.2 | No | N/A | 4 | 700 | 900 | 150 | 350 | 2025-01-01
215324036 | Weathermaker | 37MBRAQ48AA3 | 45MBCAQ48XA3 | 9.5 | 19.1 | 9.9 | Yes | Yes | 3 | 600 | 800 | 150 | 350 | 2025-01-01
215324037 | Weathermaker | 37MBRAQ48AA3 | 45MCFAQ48XA3 | 9.5 | 19.9 | 10.2 | Yes | Yes | 4 | 700 | 900 | 150 | 350 | 2025-01-01
215324038 | Weathermaker | 37MBRAQ48AA3 | 45MBDAQ48XH3 | 10 | 17.2 | 9.8 | Yes | Yes | 3 | 600 | 800 | 150 | 350 | 2025-01-01
215324039 | Weathermaker | 37MBRAQ58AA3 | 45MCFAQ58XA3 | 9.6 | 19.5 | 9.5 | No | N/A | 3 | 600 | 800 | 150 | 350 | 2025-01-01
215324040 | Weathermaker | 37MBRAQ58AA3 | 45MBDAQ58XH3 | 10 | 17 | 9.8 | No | N/A | 3 | 600 | 800 | 150 | 350 | 2025-01-01
215333759 | Weathermaker | 37MVRAQ18AA3 | D5MVHAQ18XC3 | 9.9 | 18.3 | 8.7 | No | N/A | 2 | 500 | 700 | 100 | 300 | 2025-01-01
215333760 | Weathermaker | 37MVRAQ24AA3 | D5MVHAQ24XC3 | 9 | 17 | 8.5 | Yes | Yes | 2 | 500 | 700 | 100 | 300 | 2025-01-01
215333755 | Weathermaker | 37MVRAQ09AA1 | D5MVHAQ09XC1 | 10.1 | 18 | 9 | No | N/A | 3 | 600 | 800 | 150 | 350 | 2025-01-01
215333756 | Weathermaker | 37MVRAQ12AA1 | D5MVHAQ12XC1 | 8.8 | 19 | 9.2 | No | N/A | 3 | 600 | 800 | 150 | 350 | 2025-01-01
215333757 | Weathermaker | 37MVRAQ09AA3 | D5MVHAQ09XC3 | 10.9 | 19 | 9.7 | Yes | Yes | 3 | 600 | 800 | 150 | 350 | 2025-01-01
215333758 | Weathermaker | 37MVRAQ12AA3 | D5MVHAQ12XC3 | 8.8 | 18 | 8.8 | No | N/A | 2 | 500 | 700 | 100 | 300 | 2025-01-01
212436233 | Weathermaker | 38MPRAQ09AA3 | DHMPHAQ09XA3 | 15 | 26 | 12.5 | Yes | Both | 4 | 700 | 900 | 150 | 350 | 2025-01-01
212436234 | Weathermaker | 38MPRAQ12AA3 | DHMPHAQ12XA3 | 13.5 | 24 | 9.5 | Yes | Both | 3 | 600 | 800 | 150 | 350 | 2025-01-01
212436235 | Weathermaker | 38MPRAQ18AA3 | DHMPHAQ18XA3 | 14.5 | 26.2 | 12 | Yes | Both | 4 | 700 | 900 | 150 | 350 | 2025-01-01
213349754 | Weathermaker | 38MVRAQ09AA3 | DHMVHAQ09XB3 | 8.8 | 17.6 | 8.8 | No | N/A | 2 | 500 | 700 | 100 | 300 | 2025-01-01
211132952 | Weathermaker | 38MARBQ18AA3 | 40MBDAQ18XH3 | 12.1 | 18 | 10.8 | Yes | Both | 4 | 700 | 900 | 150 | 350 | 2025-01-01
211132954 | Weathermaker | 38MARBQ09AA3 | 40MBDAQ09XH3 | 13.6 | 20.5 | 10 | Yes | Both | 4 | 700 | 900 | 150 | 350 | 2025-01-01
211132956 | Weathermaker | 38MBRCQ48AA3 | 40MBDAQ48XH3 | 8.8 | 15.2 | 9.7 | Yes | Yes | 2 | 500 | 700 | 100 | 300 | 2025-01-01
211132957 | Weathermaker | 38MARBQ24AA3 | 40MBDAQ24XH3 | 12 | 19.2 | 11.1 | Yes | Both | 4 | 700 | 900 | 150 | 350 | 2025-01-01
211132959 | Weathermaker | 38MARBQ12AA3 | 40MBDAQ12XH3 | 12 | 20 | 9.5 | Yes | Both | 3 | 600 | 800 | 150 | 350 | 2025-01-01
211132960 | Weathermaker | 38MBRCQ36AA3 | 40MBDAQ36XH3 | 9.2 | 16 | 10.2 | No | N/A | 4 | 700 | 900 | 150 | 350 | 2025-01-01
211132962 | Weathermaker | 38MBRCQ58AA3 | 40MBDAQ58XH3 | 10.3 | 17 | 8.4 | No | N/A | 1 | 400 | 600 | 100 | 300 | 2025-01-01
210857471 | Weathermaker | 38MARBQ06AA3 | 40MCCAQ09XA3 | 14.5 | 22 | 10.8 | Yes | Both | 4 | 700 | 900 | 150 | 350 | 2025-01-01
210857472 | Weathermaker | 38MARBQ12AA3 | 40MCCAQ18XA3 | 13 | 23 | 10 | Yes | Both | 4 | 700 | 900 | 150 | 350 | 2025-01-01
210605776 | Weathermaker | 38MHRCQ30AA3 | 40MHHAQ30XA3 | 12.2 | 21 | 8.7 | Yes | No | 2 | 500 | 700 | 100 | 300 | 2025-01-01
210605777 | Weathermaker | 38MHRCQ18AA3 | 40MHHAQ18XA3 | 11 | 19.5 | 8.7 | No | N/A | 2 | 500 | 700 | 100 | 300 | 2025-01-01
209948189 | Weathermaker | 38MARBQ12AA3 | 40MBFAQ12XA3 | 13.3 | 24.2 | 10.7 | Yes | Both | 4 | 700 | 900 | 150 | 350 | 2025-01-01
213307897 | Wells | WMCA-36HFMO |  | 12 | 19.4 | 10 | Yes | Both | 4 | 700 | 900 | 150 | 350 | 2025-01-01
213286785 | Wells | WMCA-55HFMO |  | 10.5 | 18.8 | 9.3 | Yes | Yes | 3 | 600 | 800 | 150 | 350 | 2025-01-01
215864091 | Wells | WOM-18RH3/230 |  | 12 | 20 | 10 | Yes | Both | 4 | 700 | 900 | 150 | 350 | 2025-01-01
215864094 | Wells | WOM-27RH4/230 |  | 12 | 21 | 9 | Yes | Both | 3 | 600 | 800 | 150 | 350 | 2025-01-01
215864097 | Wells | WOM-36RH5/230 |  | 11.7 | 20 | 9.2 | Yes | Both | 3 | 600 | 800 | 150 | 350 | 2025-01-01
215864100 | Wells | WOM-48RH6/230 |  | 12 | 20.4 | 10.6 | Yes | Both | 4 | 700 | 900 | 150 | 350 | 2025-01-01
215864103 | Wells | WOM-60RH6/230 |  | 10 | 18 | 9.2 | No | N/A | 3 | 600 | 800 | 150 | 350 | 2025-01-01
215864106 | Wells | WOM-18HH3/230 |  | 13 | 20 | 10 | Yes | Both | 4 | 700 | 900 | 150 | 350 | 2025-01-01
215864109 | Wells | WOM-27HH4/230 |  | 12 | 19 | 9.5 | Yes | Both | 3 | 600 | 800 | 150 | 350 | 2025-01-01
215864112 | Wells | WOM-36HH5/230 |  | 12 | 19.4 | 10.4 | Yes | Both | 4 | 700 | 900 | 150 | 350 | 2025-01-01
215864118 | Wells | WOM-60HH6/230 |  | 11.7 | 20 | 10.7 | Yes | Both | 4 | 700 | 900 | 150 | 350 | 2025-01-01
215864115 | Wells | WOM-48HH6/230 |  | 11.7 | 20.4 | 11 | Yes | Both | 4 | 700 | 900 | 150 | 350 | 2025-01-01
213286761 | Wells | WMMA-18HFMO |  | 12 | 19 | 9.8 | Yes | Both | 3 | 600 | 800 | 150 | 350 | 2025-01-01
213286764 | Wells | WMMA-27HFMO |  | 11.7 | 21 | 9.2 | Yes | No | 3 | 600 | 800 | 150 | 350 | 2025-01-01
213286767 | Wells | WMMA-36HFMO |  | 11 | 20 | 9.2 | No | N/A | 3 | 600 | 800 | 150 | 350 | 2025-01-01
213286770 | Wells | WMMA-48HFMO |  | 10.8 | 20.5 | 9.7 | No | N/A | 3 | 600 | 800 | 150 | 350 | 2025-01-01
213286773 | Wells | WMMA-55HFMO |  | 10.5 | 19 | 8.6 | No | N/A | 2 | 500 | 700 | 100 | 300 | 2025-01-01
213286776 | Wells | WMCA-18HFMO |  | 12 | 19 | 9.3 | Yes | Both | 3 | 600 | 800 | 150 | 350 | 2025-01-01
213286779 | Wells | WMCA-27HFMO |  | 11.8 | 19 | 10 | Yes | Both | 4 | 700 | 900 | 150 | 350 | 2025-01-01
213286782 | Wells | WMCA-48HFMO |  | 11.7 | 20.9 | 9 | Yes | Both | 3 | 600 | 800 | 150 | 350 | 2025-01-01
213307896 | Wells | WMCA-36HFMO |  | 12 | 21 | 10.9 | Yes | Both | 4 | 700 | 900 | 150 | 350 | 2025-01-01
213286778 | Wells | WMCA-27HFMO |  | 11.8 | 20.5 | 9.6 | Yes | Both | 3 | 600 | 800 | 150 | 350 | 2025-01-01
213286781 | Wells | WMCA-48HFMO |  | 11 | 21.2 | 10 | Yes | Both | 4 | 700 | 900 | 150 | 350 | 2025-01-01
213286772 | Wells | WMMA-55HFMO |  | 10.5 | 20.2 | 9.6 | No | N/A | 3 | 600 | 800 | 150 | 350 | 2025-01-01
213286775 | Wells | WMCA-18HFMO |  | 12.5 | 20.5 | 9 | Yes | Both | 3 | 600 | 800 | 150 | 350 | 2025-01-01
213286766 | Wells | WMMA-36HFMO |  | 10.6 | 23.1 | 9.6 | No | N/A | 3 | 600 | 800 | 150 | 350 | 2025-01-01
213286769 | Wells | WMMA-48HFMO |  | 11 | 21.1 | 9.5 | No | N/A | 3 | 600 | 800 | 150 | 350 | 2025-01-01
213286763 | Wells | WMMA-27HFMO |  | 12.2 | 23.5 | 9.2 | Yes | No | 3 | 600 | 800 | 150 | 350 | 2025-01-01
213286760 | Wells | WMMA-18HFMO |  | 12.5 | 21 | 10.2 | Yes | No | 4 | 700 | 900 | 150 | 350 | 2025-01-01
215864117 | Wells | WOM-60HH6/230 |  | 12 | 21.4 | 10.6 | Yes | Both | 4 | 700 | 900 | 150 | 350 | 2025-01-01
215864111 | Wells | WOM-36HH5/230 |  | 12.2 | 21.5 | 11.3 | Yes | Both | 4 | 700 | 900 | 150 | 350 | 2025-01-01
215864114 | Wells | WOM-48HH6/230 |  | 12 | 21.2 | 10.2 | Yes | Both | 4 | 700 | 900 | 150 | 350 | 2025-01-01
215864105 | Wells | WOM-18HH3/230 |  | 13 | 21 | 10 | Yes | Both | 4 | 700 | 900 | 150 | 350 | 2025-01-01
215864108 | Wells | WOM-27HH4/230 |  | 12 | 21 | 10 | Yes | Both | 4 | 700 | 900 | 150 | 350 | 2025-01-01
215864099 | Wells | WOM-48RH6/230 |  | 11.7 | 21.3 | 10 | Yes | Both | 4 | 700 | 900 | 150 | 350 | 2025-01-01
215864102 | Wells | WOM-60RH6/230 |  | 10 | 19.2 | 9.6 | No | N/A | 3 | 600 | 800 | 150 | 350 | 2025-01-01
215864093 | Wells | WOM-27RH4/230 |  | 12.2 | 23 | 9.5 | Yes | Both | 3 | 600 | 800 | 150 | 350 | 2025-01-01
215864096 | Wells | WOM-36RH5/230 |  | 12 | 23.1 | 10 | Yes | Both | 4 | 700 | 900 | 150 | 350 | 2025-01-01
215864090 | Wells | WOM-18RH3/230 |  | 12.5 | 23 | 10 | Yes | Both | 4 | 700 | 900 | 150 | 350 | 2025-01-01
213286784 | Wells | WMCA-55HFMO |  | 10.5 | 20 | 9.5 | Yes | Yes | 3 | 600 | 800 | 150 | 350 | 2025-01-01
213307898 | Wells | WMCA-36HFMO |  | 12 | 20.2 | 10.45 | Yes | Both | 4 | 700 | 900 | 150 | 350 | 2025-01-01
213286786 | Wells | WMCA-55HFMO |  | 10.5 | 19.4 | 9.4 | Yes | Yes | 3 | 600 | 800 | 150 | 350 | 2025-01-01
215864092 | Wells | WOM-18RH3/230 |  | 12.25 | 21.5 | 10 | Yes | Both | 4 | 700 | 900 | 150 | 350 | 2025-01-01
215864095 | Wells | WOM-27RH4/230 |  | 12.1 | 22 | 9.25 | Yes | Both | 3 | 600 | 800 | 150 | 350 | 2025-01-01
215864104 | Wells | WOM-60RH6/230 |  | 10 | 18.6 | 9.4 | No | N/A | 3 | 600 | 800 | 150 | 350 | 2025-01-01
215864101 | Wells | WOM-48RH6/230 |  | 11.85 | 20.85 | 10.3 | Yes | Both | 4 | 700 | 900 | 150 | 350 | 2025-01-01
215864098 | Wells | WOM-36RH5/230 |  | 11.85 | 21.55 | 9.6 | Yes | Both | 3 | 600 | 800 | 150 | 350 | 2025-01-01
215864107 | Wells | WOM-18HH3/230 |  | 13 | 20.5 | 10 | Yes | Both | 4 | 700 | 900 | 150 | 350 | 2025-01-01
215864113 | Wells | WOM-36HH5/230 |  | 12.1 | 20.45 | 10.85 | Yes | Both | 4 | 700 | 900 | 150 | 350 | 2025-01-01
215864110 | Wells | WOM-27HH4/230 |  | 12 | 20 | 9.75 | Yes | Both | 3 | 600 | 800 | 150 | 350 | 2025-01-01
215864116 | Wells | WOM-48HH6/230 |  | 11.85 | 20.8 | 10.6 | Yes | Both | 4 | 700 | 900 | 150 | 350 | 2025-01-01
215864119 | Wells | WOM-60HH6/230 |  | 11.85 | 20.7 | 10.65 | Yes | Both | 4 | 700 | 900 | 150 | 350 | 2025-01-01
213286762 | Wells | WMMA-18HFMO |  | 12.25 | 20 | 10 | Yes | No | 4 | 700 | 900 | 150 | 350 | 2025-01-01
213286765 | Wells | WMMA-27HFMO |  | 11.95 | 22.25 | 9.2 | Yes | No | 3 | 600 | 800 | 150 | 350 | 2025-01-01
213286768 | Wells | WMMA-36HFMO |  | 10.8 | 21.55 | 9.4 | No | N/A | 3 | 600 | 800 | 150 | 350 | 2025-01-01
213286777 | Wells | WMCA-18HFMO |  | 12.25 | 19.75 | 9.15 | Yes | Both | 3 | 600 | 800 | 150 | 350 | 2025-01-01
213286774 | Wells | WMMA-55HFMO |  | 10.5 | 19.6 | 9.1 | No | N/A | 3 | 600 | 800 | 150 | 350 | 2025-01-01
213286771 | Wells | WMMA-48HFMO |  | 10.9 | 20.8 | 9.6 | No | N/A | 3 | 600 | 800 | 150 | 350 | 2025-01-01
213286780 | Wells | WMCA-27HFMO |  | 11.8 | 19.75 | 9.8 | Yes | Both | 3 | 600 | 800 | 150 | 350 | 2025-01-01
213286783 | Wells | WMCA-48HFMO |  | 11.35 | 21.05 | 9.4 | Yes | Both | 3 | 600 | 800 | 150 | 350 | 2025-01-01
215864061 | Wells | WOS-12QUA/230 | WIDH-12MOC/230 | 12 | 19.5 | 10.5 | Yes | Both | 4 | 700 | 900 | 150 | 350 | 2025-01-01
215864062 | Wells | WOS-18QUA/230 | WIDH-18MOC/230 | 13.3 | 20 | 11.3 | Yes | Both | 4 | 700 | 900 | 150 | 350 | 2025-01-01
215864063 | Wells | WOS-24QUA/230 | WIDH-24MOC/230 | 12.5 | 19 | 11 | Yes | Both | 4 | 700 | 900 | 150 | 350 | 2025-01-01
215864064 | Wells | WOS-09QUA/230 | WICS-09MOC/230 | 16.2 | 26 | 13.9 | Yes | Both | 4 | 700 | 900 | 150 | 350 | 2025-01-01
215864065 | Wells | WOS-12QUA/230 | WICS-12MOC/230 | 12.7 | 24.6 | 11 | Yes | Both | 4 | 700 | 900 | 150 | 350 | 2025-01-01
215864066 | Wells | WOS-18QUA/230 | WICS-16MOC/230 | 12.5 | 23.8 | 13.5 | Yes | Both | 4 | 700 | 900 | 150 | 350 | 2025-01-01
215864067 | Wells | WOS-18QUA/230 | WIFC-18MOC/230 | 12.5 | 22.3 | 10.4 | Yes | Both | 4 | 700 | 900 | 150 | 350 | 2025-01-01
215864068 | Wells | WOS-24QUA/230 | WIFC-24MOC/230 | 12.2 | 21.1 | 11.1 | Yes | Both | 4 | 700 | 900 | 150 | 350 | 2025-01-01
215864069 | Wells | WOS-09PRE/230 | WI4C-09MOC/230 | 14 | 22.6 | 12.1 | Yes | Both | 4 | 700 | 900 | 150 | 350 | 2025-01-01
215864070 | Wells | WOS-12PRE/230 | WI4C-12MOC/230 | 12.5 | 22.2 | 11.6 | Yes | Both | 4 | 700 | 900 | 150 | 350 | 2025-01-01
215864071 | Wells | WOS-18PRE/230 | WI4C-18MOC/230 | 12.5 | 20 | 12.3 | Yes | Both | 4 | 700 | 900 | 150 | 350 | 2025-01-01
215864072 | Wells | WOS-24PRE/230 | WI4C-24MOC/230 | 12 | 20.7 | 11.6 | Yes | Both | 4 | 700 | 900 | 150 | 350 | 2025-01-01
215864073 | Wells | WOS-06PRE/230 | WI1C-06MOC/230 | 15 | 22 | 12 | Yes | Both | 4 | 700 | 900 | 150 | 350 | 2025-01-01
215864074 | Wells | WOS-09PRE/230 | WI1C-09MOC/230 | 14.6 | 24 | 12.1 | Yes | Both | 4 | 700 | 900 | 150 | 350 | 2025-01-01
215864075 | Wells | WOS-12PRE/230 | WI1C-12MOC/230 | 13 | 23 | 10 | Yes | Both | 4 | 700 | 900 | 150 | 350 | 2025-01-01
215864076 | Wells | WOS-18PRE/230 | WI1C-18MOC/230 | 12.5 | 20.6 | 12.2 | Yes | Both | 4 | 700 | 900 | 150 | 350 | 2025-01-01
215864077 | Wells | WOS-06PRE/230 | WIDL-06MOC/230 | 14.4 | 21.4 | 13.8 | Yes | Both | 4 | 700 | 900 | 150 | 350 | 2025-01-01
215864078 | Wells | WOS-09PRE/230 | WIDL-09MOC/230 | 13.4 | 21.4 | 12.5 | Yes | Both | 4 | 700 | 900 | 150 | 350 | 2025-01-01
215864079 | Wells | WOS-12PRE/230 | WIDL-12MOC/230 | 12 | 20 | 10 | Yes | Both | 4 | 700 | 900 | 150 | 350 | 2025-01-01
215864080 | Wells | WOS-18PRE/230 | WIDL-18MOC/230 | 12 | 18 | 10.5 | Yes | Both | 4 | 700 | 900 | 150 | 350 | 2025-01-01
215864081 | Wells | WOS-09PRE/230 | WIDH-09MOC/230 | 14 | 20.5 | 13.8 | Yes | Both | 4 | 700 | 900 | 150 | 350 | 2025-01-01
215864082 | Wells | WOS-12PRE/230 | WIDH-12MOC/230 | 12 | 20 | 10.6 | Yes | Both | 4 | 700 | 900 | 150 | 350 | 2025-01-01
215864083 | Wells | WOS-18PRE/230 | WIDH-18MOC/230 | 12 | 18.4 | 11.1 | Yes | Both | 4 | 700 | 900 | 150 | 350 | 2025-01-01
215864084 | Wells | WOS-24PRE/230 | WIDH-24MOC/230 | 12 | 19 | 11.7 | Yes | Both | 4 | 700 | 900 | 150 | 350 | 2025-01-01
215864085 | Wells | WOS-09PRE/230 | WICS-09MOC/230 | 15.1 | 27.2 | 10.9 | Yes | Both | 4 | 700 | 900 | 150 | 350 | 2025-01-01
215864086 | Wells | WOS-12PRE/230 | WICS-12MOC/230 | 12.5 | 25 | 10.5 | Yes | Both | 4 | 700 | 900 | 150 | 350 | 2025-01-01
215864087 | Wells | WOS-18PRE/230 | WICS-16MOC/230 | 12.5 | 20 | 10.3 | Yes | Both | 4 | 700 | 900 | 150 | 350 | 2025-01-01
215864088 | Wells | WOS-18PRE/230 | WIFC-18MOC/230 | 12.5 | 20.4 | 10.3 | Yes | Both | 4 | 700 | 900 | 150 | 350 | 2025-01-01
215864089 | Wells | WOS-24PRE/230 | WIFC-24MOC/230 | 12 | 20.4 | 12.1 | Yes | Both | 4 | 700 | 900 | 150 | 350 | 2025-01-01
215864032 | Wells | WOS-09ECO/115 | WIHW-09ECO/115 | 10.1 | 18 | 9 | No | N/A | 3 | 600 | 800 | 150 | 350 | 2025-01-01
215864033 | Wells | WOS-12ECO/115 | WIHW-12ECO/115 | 8.8 | 19 | 9.2 | No | N/A | 3 | 600 | 800 | 150 | 350 | 2025-01-01
215864034 | Wells | WOS-09ECO/230 | WIHW-09ECO/230 | 10.9 | 19 | 9.7 | Yes | Yes | 3 | 600 | 800 | 150 | 350 | 2025-01-01
215864035 | Wells | WOS-12ECO/230 | WIHW-12ECO/230 | 8.8 | 18 | 8.8 | No | N/A | 2 | 500 | 700 | 100 | 300 | 2025-01-01
215864036 | Wells | WOS-18ECO/230 | WIHW-18ECO/230 | 9.9 | 18.3 | 8.7 | No | N/A | 2 | 500 | 700 | 100 | 300 | 2025-01-01
215864037 | Wells | WOS-24ECO/230 | WIHW-24ECO/230 | 9 | 17 | 8.5 | Yes | Yes | 2 | 500 | 700 | 100 | 300 | 2025-01-01
215864038 | Wells | WOS-09QUA/115 | WIHW-09QUA/115 | 15 | 24.5 | 10.7 | Yes | Both | 4 | 700 | 900 | 150 | 350 | 2025-01-01
215864039 | Wells | WOS-12QUA/115 | WIHW-12QUA/115 | 12.5 | 23.2 | 10.4 | Yes | No | 4 | 700 | 900 | 150 | 350 | 2025-01-01
215864040 | Wells | WOS-09QUA/230 | WIHW-09MOC/230 | 14.7 | 24.6 | 13 | Yes | Both | 4 | 700 | 900 | 150 | 350 | 2025-01-01
215864041 | Wells | WOS-12QUA/230 | WIHW-12MOC/230 | 12.2 | 23.1 | 11.5 | Yes | Both | 4 | 700 | 900 | 150 | 350 | 2025-01-01
215864042 | Wells | WOS-18QUA/230 | WIHW-18MOC/230 | 13.5 | 24 | 11.1 | Yes | Both | 4 | 700 | 900 | 150 | 350 | 2025-01-01
215864043 | Wells | WOS-24QUA/230 | WIHW-24MOC/230 | 13 | 23.5 | 10 | Yes | Both | 4 | 700 | 900 | 150 | 350 | 2025-01-01
215864044 | Wells | WOS-06PRE/230 | WIHW-06MOC/230 | 16 | 25.3 | 14.6 | Yes | Both | 4 | 700 | 900 | 150 | 350 | 2025-01-01
215864045 | Wells | WOS-09PRE/230 | WIHW-09MOC/230 | 15 | 26 | 12.5 | Yes | Both | 4 | 700 | 900 | 150 | 350 | 2025-01-01
215864046 | Wells | WOS-12PRE/230 | WIHW-12MOC/230 | 13.2 | 24 | 10.5 | Yes | Both | 4 | 700 | 900 | 150 | 350 | 2025-01-01
215864047 | Wells | WOS-18PRE/230 | WIHW-18MOC/230 | 13 | 21.7 | 10.8 | Yes | Both | 4 | 700 | 900 | 150 | 350 | 2025-01-01
215864048 | Wells | WOS-24PRE/230 | WIHW-24MOC/230 | 12.5 | 22.3 | 13.3 | Yes | Both | 4 | 700 | 900 | 150 | 350 | 2025-01-01
215864049 | Wells | WOS-33PRE/230 | WIHW-33MOC/230 | 11.7 | 20 | 10.5 | Yes | Both | 4 | 700 | 900 | 150 | 350 | 2025-01-01
215864050 | Wells | WOS-09QUA/230 | WI4C-09MOC/230 | 14.3 | 21.6 | 11.3 | Yes | Both | 4 | 700 | 900 | 150 | 350 | 2025-01-01
215864051 | Wells | WOS-12QUA/230 | WI4C-12MOC/230 | 12.5 | 21.1 | 10.4 | Yes | Both | 4 | 700 | 900 | 150 | 350 | 2025-01-01
215864052 | Wells | WOS-18QUA/230 | WI4C-18MOC/230 | 12.5 | 20.7 | 11.4 | Yes | Both | 4 | 700 | 900 | 150 | 350 | 2025-01-01
215864053 | Wells | WOS-24QUA/230 | WI4C-24MOC/230 | 12 | 22 | 10.5 | Yes | Both | 4 | 700 | 900 | 150 | 350 | 2025-01-01
215864054 | Wells | WOS-09QUA/230 | WI1C-09MOC/230 | 14.4 | 22.1 | 11.8 | Yes | Both | 4 | 700 | 900 | 150 | 350 | 2025-01-01
215864055 | Wells | WOS-12QUA/230 | WI1C-12MOC/230 | 12.3 | 22.1 | 10 | Yes | Both | 4 | 700 | 900 | 150 | 350 | 2025-01-01
215864056 | Wells | WOS-18QUA/230 | WI1C-18MOC/230 | 12.5 | 22.2 | 12.2 | Yes | Both | 4 | 700 | 900 | 150 | 350 | 2025-01-01
215864057 | Wells | WOS-09QUA/230 | WIDL-09MOC/230 | 12.8 | 19.5 | 11 | Yes | Both | 4 | 700 | 900 | 150 | 350 | 2025-01-01
215864058 | Wells | WOS-12QUA/230 | WIDL-12MOC/230 | 11.7 | 19 | 10.2 | Yes | Both | 4 | 700 | 900 | 150 | 350 | 2025-01-01
215864059 | Wells | WOS-18QUA/230 | WIDL-18MOC/230 | 12.5 | 20 | 10.5 | Yes | Both | 4 | 700 | 900 | 150 | 350 | 2025-01-01
215864060 | Wells | WOS-09QUA/230 | WIDH-09MOC/230 | 13 | 19.7 | 11.5 | Yes | Both | 4 | 700 | 900 | 150 | 350 | 2025-01-01
214421460 | Wells | WSB-09HFBO | WSB-09HFBI | 12.5 | 21.5 | 9.1 | Yes | Both | 3 | 600 | 800 | 150 | 350 | 2025-01-01
214421461 | Wells | WSB-12HFBO | WSB-12HFBI | 10.3 | 20.8 | 8.7 | No | N/A | 2 | 500 | 700 | 100 | 300 | 2025-01-01
214421462 | Wells | WSB-09HFMO | WSB-09HFMI | 12.6 | 21.7 | 9.4 | Yes | Both | 3 | 600 | 800 | 150 | 350 | 2025-01-01
214421463 | Wells | WSB-12HFMO | WSB-12HFMI | 10.8 | 21.4 | 9.2 | No | N/A | 3 | 600 | 800 | 150 | 350 | 2025-01-01
214421464 | Wells | WSB-18HFMO | WSB-18HFMI | 11 | 19.5 | 8.7 | No | N/A | 2 | 500 | 700 | 100 | 300 | 2025-01-01
214421465 | Wells | WSB-24HFMO | WSB-24HFMI | 9.5 | 18.5 | 8.6 | No | N/A | 2 | 500 | 700 | 100 | 300 | 2025-01-01
214421466 | Wells | WSB-30HFMO | WSB-30HFMI | 11 | 21 | 9.1 | No | N/A | 3 | 600 | 800 | 150 | 350 | 2025-01-01
214421467 | Wells | WSB-36HFMO | WSB-36HFMI | 8.5 | 17.5 | 8.7 | No | N/A | 2 | 500 | 700 | 100 | 300 | 2025-01-01
214421468 | Wells | WSA-06HFMO | WSA-06HFMI | 15 | 23.5 | 12 | Yes | Both | 4 | 700 | 900 | 150 | 350 | 2025-01-01
214421469 | Wells | WSA-09HFMO | WSA-09HFMI | 15.8 | 26.4 | 11.6 | Yes | Both | 4 | 700 | 900 | 150 | 350 | 2025-01-01
214421470 | Wells | WSA-12HFMO | WSA-12HFMI | 13 | 23.1 | 10.5 | Yes | Both | 4 | 700 | 900 | 150 | 350 | 2025-01-01
214421471 | Wells | WSA-18HFMO | WSA-18HFMI | 13 | 22 | 10.6 | Yes | Both | 4 | 700 | 900 | 150 | 350 | 2025-01-01
214421472 | Wells | WSA-24HFMO | WSA-24HFMI | 12.5 | 22.3 | 10.3 | Yes | Both | 4 | 700 | 900 | 150 | 350 | 2025-01-01
214421473 | Wells | WSA-33HFMO | WSA-33HFMI | 11.7 | 20 | 10 | Yes | Both | 4 | 700 | 900 | 150 | 350 | 2025-01-01
214797742 | Wells | WSMA-36HFMO | WSMA-36HFMD | 8.8 | 15.8 | 8.8 | No | N/A | 2 | 500 | 700 | 100 | 300 | 2025-01-01
214797744 | Wells | WSMA-60HFMO | WSMA-60HFMD | 10.3 | 17 | 8.4 | No | N/A | 1 | 400 | 600 | 100 | 300 | 2025-01-01
208404160 | WESTINGHOUSE | WHP42M5A21S |  | 10 | 18 | 8.8 | No | N/A | 2 | 500 | 700 | 100 | 300 | 2025-01-01
208404154 | WESTINGHOUSE | WHP18M2A21S |  | 11.5 | 19 | 9.4 | No | N/A | 3 | 600 | 800 | 150 | 350 | 2025-01-01
208404156 | WESTINGHOUSE | WHP24M3A21S |  | 12.1 | 21 | 8.6 | Yes | Both | 2 | 500 | 700 | 100 | 300 | 2025-01-01
208404158 | WESTINGHOUSE | WHP36M4A21S |  | 12 | 19.5 | 8.9 | Yes | Both | 2 | 500 | 700 | 100 | 300 | 2025-01-01
206517597 | WESTINGHOUSE | WHP42M5A21S |  | 10.5 | 20 | 8.95 | No | N/A | 2 | 500 | 700 | 100 | 300 | 2025-01-01
205470408 | WESTINGHOUSE | WHP18M2A21S |  | 12.5 | 21 | 9.5 | Yes | Both | 3 | 600 | 800 | 150 | 350 | 2025-01-01
205470409 | WESTINGHOUSE | WHP24M3A21S |  | 12.5 | 22 | 9.05 | Yes | Both | 3 | 600 | 800 | 150 | 350 | 2025-01-01
205446269 | WESTINGHOUSE | WHP36M4A21S |  | 12.5 | 21 | 9 | Yes | Both | 3 | 600 | 800 | 150 | 350 | 2025-01-01
208404161 | WESTINGHOUSE | WHP42M5A21S |  | 10.25 | 19 | 8.88 | No | N/A | 2 | 500 | 700 | 100 | 300 | 2025-01-01
208404157 | WESTINGHOUSE | WHP24M3A21S |  | 12.3 | 21.5 | 8.83 | No | N/A | 2 | 500 | 700 | 100 | 300 | 2025-01-01
208404155 | WESTINGHOUSE | WHP18M2A21S |  | 12.25 | 20 | 9.45 | No | N/A | 3 | 600 | 800 | 150 | 350 | 2025-01-01
208404159 | WESTINGHOUSE | WHP36M4A21S |  | 12.25 | 20.25 | 8.95 | No | N/A | 2 | 500 | 700 | 100 | 300 | 2025-01-01
217101979 | WESTINGHOUSE | WHS09SZB21S | WHS09WMB21S | 12.5 | 22.5 | 9 | Yes | No | 3 | 600 | 800 | 150 | 350 | 2025-01-01
217101980 | WESTINGHOUSE | WHS12SZB21S | WHS12WMB21S | 10 | 20 | 9 | No | N/A | 3 | 600 | 800 | 150 | 350 | 2025-01-01
217101981 | WESTINGHOUSE | WHS18SZB21S | WHS18WMB21S | 11.95 | 20 | 9.8 | Yes | No | 3 | 600 | 800 | 150 | 350 | 2025-01-01
217101982 | WESTINGHOUSE | WHS24SZB21S | WHS24WMB21S | 10.6 | 19.5 | 9 | No | N/A | 3 | 600 | 800 | 150 | 350 | 2025-01-01
217101984 | WESTINGHOUSE | WHS36SZB21S | WHS36WMB21S | 9.45 | 20 | 8.4 | No | N/A | 1 | 400 | 600 | 100 | 300 | 2025-01-01
207506889 | WESTINGHOUSE | WHM24SZA21S | WHM24DMA21S | 9.8 | 17 | 8.3 | No | N/A | 1 | 400 | 600 | 100 | 300 | 2025-01-01
207506890 | WESTINGHOUSE | WHM36SZA21S | WHM36DMA21S | 9.55 | 18 | 9 | No | N/A | 3 | 600 | 800 | 150 | 350 | 2025-01-01
207506891 | WESTINGHOUSE | WHM48SZA21S | WHM48DMA21S | 10.1 | 17.5 | 8.5 | No | N/A | 2 | 500 | 700 | 100 | 300 | 2025-01-01
207506892 | WESTINGHOUSE | WHM60SZA21S | WHM60DMA21S | 8.25 | 17 | 8.5 | No | N/A | 2 | 500 | 700 | 100 | 300 | 2025-01-01
207237535 | WESTINGHOUSE | WHU09SZA21S | WHU09CTA21S | 12.85 | 20.5 | 10 | Yes | Both | 4 | 700 | 900 | 150 | 350 | 2025-01-01
207237536 | WESTINGHOUSE | WHU12SZA21S | WHU12CTA21S | 12.5 | 20.5 | 9.5 | Yes | Both | 3 | 600 | 800 | 150 | 350 | 2025-01-01
207237537 | WESTINGHOUSE | WHU18SZA21S | WHU18CTA21S | 12.5 | 20.5 | 10 | Yes | Both | 4 | 700 | 900 | 150 | 350 | 2025-01-01
207237538 | WESTINGHOUSE | WHU24SZA21S | WHU24CTA21S | 12.5 | 18.5 | 10 | Yes | Both | 4 | 700 | 900 | 150 | 350 | 2025-01-01
207237539 | WESTINGHOUSE | WHU36SZA21S | WHU36CTA21S | 10.65 | 18 | 9.8 | No | N/A | 3 | 600 | 800 | 150 | 350 | 2025-01-01
207237540 | WESTINGHOUSE | WHU09SZA21S | WHU09DHA21S | 12 | 18 | 9 | Yes | Both | 3 | 600 | 800 | 150 | 350 | 2025-01-01
207237541 | WESTINGHOUSE | WHU12SZA21S | WHU12DHA21S | 11 | 19 | 9 | No | N/A | 3 | 600 | 800 | 150 | 350 | 2025-01-01
207237542 | WESTINGHOUSE | WHU18SZA21S | WHU18DHA21S | 11.4 | 19 | 9.5 | No | N/A | 3 | 600 | 800 | 150 | 350 | 2025-01-01
207237543 | WESTINGHOUSE | WHU24SZA21S | WHU24DHA21S | 10.45 | 18 | 9.5 | No | N/A | 3 | 600 | 800 | 150 | 350 | 2025-01-01
207237544 | WESTINGHOUSE | WHU36SZA21S | WHU36DHA21S | 10.9 | 17.5 | 9.5 | No | N/A | 3 | 600 | 800 | 150 | 350 | 2025-01-01
207337194 | WESTINGHOUSE | WHZ09SZA21S | WHZ09WMA21S | 15.5 | 27.5 | 10.5 | No | N/A | 4 | 700 | 900 | 150 | 350 | 2025-01-01
207337195 | WESTINGHOUSE | WHZ12SZA21S | WHZ12WMA21S | 15.4 | 23.5 | 9.8 | Yes | Both | 3 | 600 | 800 | 150 | 350 | 2025-01-01
206750868 | WESTINGHOUSE | WHP42M5A21S | WHP07SZA21S | 13.7 | 22 | 9 | No | N/A | 3 | 600 | 800 | 150 | 350 | 2025-01-01
206724416 | WESTINGHOUSE | WHP07SZA21S | WHP42M5A21S | 13.7 | 22 | 9 | No | N/A | 3 | 600 | 800 | 150 | 350 | 2025-01-01
205417832 | WESTINGHOUSE | WHP09SZA21S | WHP09WMA21S | 13.7 | 22 | 9 | Yes | Both | 3 | 600 | 800 | 150 | 350 | 2025-01-01
205417834 | WESTINGHOUSE | WHP12SZA21S | WHP12WMA21S | 13 | 21 | 9.5 | No | N/A | 3 | 600 | 800 | 150 | 350 | 2025-01-01
205417836 | WESTINGHOUSE | WHP18SZA21S | WHP18WMA21S | 13 | 22.5 | 8.6 | Yes | Both | 2 | 500 | 700 | 100 | 300 | 2025-01-01
205417838 | WESTINGHOUSE | WHP24SZA21S | WHP24WMA21S | 12.2 | 20.5 | 8.6 | Yes | Both | 2 | 500 | 700 | 100 | 300 | 2025-01-01
205417839 | WESTINGHOUSE | WHS30SZA21S | WHS30WMA21S | 10 | 18.5 | 9 | No | N/A | 3 | 600 | 800 | 150 | 350 | 2025-01-01
215792211 | Whisperair | WAH24-2(O) | WAH24-2(I) | 10.5 | 18.5 | 8.3 | No | N/A | 1 | 400 | 600 | 100 | 300 | 2025-01-01
215792208 | Whisperair | WAH12-1(O) | WAH12-1(I) | 10 | 20 | 8.5 | No | N/A | 2 | 500 | 700 | 100 | 300 | 2025-01-01
215792209 | Whisperair | WAH12-2(O) | WAH12-2(I) | 9 | 17 | 8.5 | No | N/A | 2 | 500 | 700 | 100 | 300 | 2025-01-01
215792210 | Whisperair | WAH18-2(O) | WAH18-2(I) | 10.5 | 19 | 9 | No | N/A | 3 | 600 | 800 | 150 | 350 | 2025-01-01
207334306 | WHYNTER | MSO-009H11519-01NEF | MSI-009H11519-01NEF | 11.5 | 18.9 | 8.1 | No | N/A | 1 | 400 | 600 | 100 | 300 | 2025-01-01
204098411 | WHYNTER | MSO-009H11517-01NE | MSI-009H11517-01NE | 11.5 | 18.9 | 8.1 | No | N/A | 1 | 400 | 600 | 100 | 300 | 2025-01-01
10511509 | WHYNTER | MSO-012H11522-01ES | MSI-012H11522-01ES | 12.5 | 20.1 | 8.2 | Yes | No | 1 | 400 | 600 | 100 | 300 | 2025-01-01
216772315 | WILLIS | MZUHW24KR32-O |  | 12 | 18 | 8.1 | Yes | Both | 1 | 400 | 600 | 100 | 300 | 2025-01-01
216772316 | WILLIS | MZUHW30KR32-O |  | 12 | 18 | 8.1 | Yes | Both | 1 | 400 | 600 | 100 | 300 | 2025-01-01
216772317 | WILLIS | MZUHW36KR32-O |  | 11.7 | 18 | 8.1 | Yes | Both | 1 | 400 | 600 | 100 | 300 | 2025-01-01
216772318 | WILLIS | MZUHW42KR32-O |  | 12 | 18 | 8.1 | Yes | Both | 1 | 400 | 600 | 100 | 300 | 2025-01-01
216772313 | WILLIS | MZUHW18KR32-O |  | 11.7 | 18 | 8.1 | Yes | Both | 1 | 400 | 600 | 100 | 300 | 2025-01-01
216772312 | WILLIS | MZUHW42KR32-O |  | 13 | 21 | 10 | Yes | Both | 4 | 700 | 900 | 150 | 350 | 2025-01-01
216772308 | WILLIS | MZUHW18KR32-O |  | 12 | 21 | 10 | Yes | Both | 4 | 700 | 900 | 150 | 350 | 2025-01-01
216772309 | WILLIS | MZUHW24KR32-O |  | 13.3 | 21 | 10 | Yes | Both | 4 | 700 | 900 | 150 | 350 | 2025-01-01
216772310 | WILLIS | MZUHW30KR32-O |  | 13.6 | 21 | 10 | Yes | Both | 4 | 700 | 900 | 150 | 350 | 2025-01-01
216772311 | WILLIS | MZUHW36KR32-O |  | 12 | 21 | 10 | Yes | Both | 4 | 700 | 900 | 150 | 350 | 2025-01-01
214810329 | WILLIS | MZUHW36KCH21S2-O |  | 12 | 21 | 10 | Yes | No | 4 | 700 | 900 | 150 | 350 | 2025-01-01
214810330 | WILLIS | MZUHW42KCH21S2-O |  | 12 | 21 | 10 | Yes | No | 4 | 700 | 900 | 150 | 350 | 2025-01-01
214810331 | WILLIS | MZUHW18KCH21S2-O |  | 12 | 21 | 10 | Yes | Both | 4 | 700 | 900 | 150 | 350 | 2025-01-01
214810332 | WILLIS | MZUHW24KCH21S2-O |  | 12.5 | 21 | 10 | Yes | No | 4 | 700 | 900 | 150 | 350 | 2025-01-01
214810333 | WILLIS | MZUHW30KCH21S2-O |  | 12.5 | 21 | 10 | Yes | No | 4 | 700 | 900 | 150 | 350 | 2025-01-01
214810339 | WILLIS | MZUHW18KCH21S2-O |  | 11.5 | 18.5 | 9 | No | N/A | 3 | 600 | 800 | 150 | 350 | 2025-01-01
214810340 | WILLIS | MZUHW24KCH21S2-O |  | 11.75 | 18.5 | 9 | No | N/A | 3 | 600 | 800 | 150 | 350 | 2025-01-01
214810341 | WILLIS | MZUHW30KCH21S2-O |  | 11.75 | 18.5 | 9 | No | N/A | 3 | 600 | 800 | 150 | 350 | 2025-01-01
216772319 | WILLIS | MZUHW24KR32-O |  | 12.2 | 19 | 9 | Yes | Both | 3 | 600 | 800 | 150 | 350 | 2025-01-01
216772320 | WILLIS | MZUHW30KR32-O |  | 12.2 | 19 | 9 | Yes | Both | 3 | 600 | 800 | 150 | 350 | 2025-01-01
216772321 | WILLIS | MZUHW36KR32-O |  | 11.8 | 19 | 9 | Yes | Both | 3 | 600 | 800 | 150 | 350 | 2025-01-01
216772322 | WILLIS | MZUHW42KR32-O |  | 12.2 | 19 | 9 | Yes | Both | 3 | 600 | 800 | 150 | 350 | 2025-01-01
216772314 | WILLIS | MZUHW18KR32-O |  | 11.8 | 19 | 9 | Yes | Both | 3 | 600 | 800 | 150 | 350 | 2025-01-01
214810342 | WILLIS | MZUHW36KCH21S2-O |  | 11.5 | 18.5 | 9 | No | N/A | 3 | 600 | 800 | 150 | 350 | 2025-01-01
214810343 | WILLIS | MZUHW42KCH21S2-O |  | 11.5 | 18.5 | 9 | No | N/A | 3 | 600 | 800 | 150 | 350 | 2025-01-01
217007953 | WILLIS | CHW09KR32-O | CHW09KR32-I | 12.5 | 20.5 | 8.8 | No | N/A | 2 | 500 | 700 | 100 | 300 | 2025-01-01
217007954 | WILLIS | CHW12KR32-O | CHW12KR32-I | 9.75 | 19 | 8.5 | No | N/A | 2 | 500 | 700 | 100 | 300 | 2025-01-01
217007955 | WILLIS | CHW18KR32-O | CHW18KR32-I | 12.35 | 20 | 8.5 | No | N/A | 2 | 500 | 700 | 100 | 300 | 2025-01-01
217007956 | WILLIS | CHW24KR32-O | CHW24KR32-I | 11.9 | 19 | 8.5 | No | N/A | 2 | 500 | 700 | 100 | 300 | 2025-01-01
217007957 | WILLIS | PUHW30KR32-O | PUHW30KR32-I | 10.9 | 22 | 9 | No | N/A | 3 | 600 | 800 | 150 | 350 | 2025-01-01
217007958 | WILLIS | PUHW36KR32-O | PUHW36KR32-I | 10.6 | 21 | 8.5 | Yes | Yes | 2 | 500 | 700 | 100 | 300 | 2025-01-01
217007959 | WILLIS | PUHW09KR32-O | PUHW09KR32-I | 15 | 26 | 10.4 | Yes | Both | 4 | 700 | 900 | 150 | 350 | 2025-01-01
217007960 | WILLIS | PUHW12KR32-O | PUHW12KR32-I | 13 | 24.5 | 9.5 | Yes | Both | 3 | 600 | 800 | 150 | 350 | 2025-01-01
217007961 | WILLIS | PUHW18KR32-O | PUHW18KR32-I | 13.65 | 24.5 | 9 | Yes | Both | 3 | 600 | 800 | 150 | 350 | 2025-01-01
217007962 | WILLIS | PUHW24KR32-O | PUHW24KR32-I | 13.65 | 26 | 10 | Yes | Both | 4 | 700 | 900 | 150 | 350 | 2025-01-01
217007963 | WILLIS | AUHW09KR32-O | AUHW09KR32-I | 16.8 | 30 | 11.2 | Yes | Both | 4 | 700 | 900 | 150 | 350 | 2025-01-01
217007964 | WILLIS | AUHW12KR32-O | AUHW12KR32-I | 15.2 | 28 | 10 | Yes | Both | 4 | 700 | 900 | 150 | 350 | 2025-01-01
217007965 | WILLIS | AUHW18KR32-O | AUHW18KR32-I | 14.3 | 27.5 | 10 | Yes | Yes | 4 | 700 | 900 | 150 | 350 | 2025-01-01
217007966 | WILLIS | AUHW24KR32-O | AUHW24KR32-I | 13.95 | 27 | 10 | Yes | Both | 4 | 700 | 900 | 150 | 350 | 2025-01-01
216772613 | Willis | HW12KUHR454B-O | HW12KUHR454B-I | 12.25 | 23 | 10 | No | N/A | 4 | 700 | 900 | 150 | 350 | 2025-01-01
216772614 | Willis | HW18KUHR454B-O | HW18KUHR454B-I | 12.95 | 21 | 10 | No | N/A | 4 | 700 | 900 | 150 | 350 | 2025-01-01
216772615 | Willis | HW12KUHR410A-O | HW12KUHR410A-I | 12.7 | 23.5 | 9.5 | No | N/A | 3 | 600 | 800 | 150 | 350 | 2025-01-01
216772616 | Willis | HW18KUHR410A-O | HW18KUHR410A-I | 13.2 | 20.5 | 9.5 | No | N/A | 3 | 600 | 800 | 150 | 350 | 2025-01-01
214609734 | WILLIS | CHW09KCH20S2-O | CHW09KCH20S2-I | 11.3 | 19.5 | 8.8 | No | N/A | 2 | 500 | 700 | 100 | 300 | 2025-01-01
214609735 | WILLIS | CHW18KCH18S2-O | CHW18KCH18S2-I | 10.05 | 17.5 | 8.5 | No | N/A | 2 | 500 | 700 | 100 | 300 | 2025-01-01
214609736 | WILLIS | PUHW18KCH23S2-O | PUHW18KCH23S2-I | 12.5 | 23 | 8.5 | Yes | Yes | 2 | 500 | 700 | 100 | 300 | 2025-01-01
214609737 | WILLIS | PUHW24KCH25S2-O | PUHW24KCH25S2-I | 13.1 | 24.5 | 9.5 | Yes | No | 3 | 600 | 800 | 150 | 350 | 2025-01-01
214609738 | WILLIS | PUHW12KCH24S2-O | PUHW12KCH24S2-I | 12.5 | 24 | 9 | Yes | Yes | 3 | 600 | 800 | 150 | 350 | 2025-01-01
214609739 | WILLIS | PUHW09KCH26S2-O | PUHW09KCH26S2-I | 14.7 | 25.5 | 10.2 | Yes | Both | 4 | 700 | 900 | 150 | 350 | 2025-01-01
214610238 | WILLIS | CHW24KCH18S2-O | CHW24KCH18S2-I | 11.6 | 18 | 8.5 | No | N/A | 2 | 500 | 700 | 100 | 300 | 2025-01-01
214610239 | WILLIS | CHW12KCH18S2-O | CHW12KCH18S2-I | 8.7 | 17.5 | 8.5 | No | N/A | 2 | 500 | 700 | 100 | 300 | 2025-01-01
202021935 | WINDAIR | DWH09UR3SVETE/O | DWH09UR3SVETE/I | 13.7 | 22 | 8.5 | No | N/A | 2 | 500 | 700 | 100 | 300 | 2025-01-01
202021936 | WINDAIR | DWH12UR3SXETE/O | DWH12UR3SXETE/I | 13 | 21 | 9 | No | N/A | 3 | 600 | 800 | 150 | 350 | 2025-01-01
202021939 | WINDAIR | DWH18UR3SBBTE/O | DWH18UR3SBBTE/I | 13 | 22.5 | 8.6 | No | N/A | 2 | 500 | 700 | 100 | 300 | 2025-01-01
202021940 | WINDAIR | DWH24UR3SDBTE/O | DWH24UR3SDBTE/I | 12.2 | 20.5 | 8.6 | No | N/A | 2 | 500 | 700 | 100 | 300 | 2025-01-01
202021941 | WINDAIR | DWH09UW3SXETE00/O | DWH09UW3SXETE00/I | 15.5 | 27.5 | 10.5 | No | N/A | 4 | 700 | 900 | 150 | 350 | 2025-01-01
202021942 | WINDAIR | DWH12UW3SXATE00/O | DWH12UW3SXATE00/I | 15.4 | 23.5 | 9.8 | No | N/A | 3 | 600 | 800 | 150 | 350 | 2025-01-01
202021947 | WINDAIR | DWH30UR3SDKVQ/O | DWH30UR3SDKVQ/I | 10 | 18.5 | 9 | No | N/A | 3 | 600 | 800 | 150 | 350 | 2025-01-01
215792835 | YITAHOME | IMHCAC-0034 |  | 12.5 | 23 | 10 | No | N/A | 4 | 700 | 900 | 150 | 350 | 2025-01-01
215400251 | YITAHOME | IMHCAC-0032 |  | 12.3 | 22 | 10 | No | N/A | 4 | 700 | 900 | 150 | 350 | 2025-01-01
217040475 | YITAHOME | IMHCAC-0016 | IMHCAC- 0015 | 10.5 | 19 | 8.6 | No | N/A | 2 | 500 | 700 | 100 | 300 | 2025-01-01
216684119 | YITAHOME | IMHCAC-0018 | IMHCAC-0017 | 10 | 20 | 8.5 | No | N/A | 2 | 500 | 700 | 100 | 300 | 2025-01-01
216684120 | YITAHOME | IMHCAC-0020 | IMHCAC-0019 | 10.5 | 19 | 9 | No | N/A | 3 | 600 | 800 | 150 | 350 | 2025-01-01
216684121 | YITAHOME | IMHCAC-0022 | IMHCAC-0021 | 10.5 | 18.5 | 8.3 | No | N/A | 1 | 400 | 600 | 100 | 300 | 2025-01-01
216684122 | YITAHOME | IMHCAC-0024 | IMHCAC-0023 | 12 | 21 | 10 | No | N/A | 4 | 700 | 900 | 150 | 350 | 2025-01-01
216684123 | YITAHOME | IMHCAC-0025 | IMHCAC-0026 | 12 | 21 | 10 | No | N/A | 4 | 700 | 900 | 150 | 350 | 2025-01-01
213350763 | YITAHOME | IMHCAC-0002 | IMHCAC-0001 | 9.9 | 17 | 8.5 | No | N/A | 2 | 500 | 700 | 100 | 300 | 2025-01-01
213350764 | YITAHOME | IMHCAC-0004 | IMHCAC-0003 | 10 | 20 | 8.5 | No | N/A | 2 | 500 | 700 | 100 | 300 | 2025-01-01
213350765 | YITAHOME | IMHCAC-0008 | IMHCAC-0007 | 9 | 17 | 8.5 | No | N/A | 2 | 500 | 700 | 100 | 300 | 2025-01-01
213350766 | YITAHOME | IMHCAC-0010 | IMHCAC-0009 | 12 | 21 | 9 | No | N/A | 3 | 600 | 800 | 150 | 350 | 2025-01-01
213350767 | YITAHOME | IMHCAC-0006 | IMHCAC-0005 | 12 | 22 | 9.5 | No | N/A | 3 | 600 | 800 | 150 | 350 | 2025-01-01
213350768 | YITAHOME | IMHCAC-0012 | IMHCAC-0011 | 12 | 21 | 9 | No | N/A | 3 | 600 | 800 | 150 | 350 | 2025-01-01
213350769 | YITAHOME | IMHCAC-0014 | IMHCAC-0013 | 12 | 21 | 10 | No | N/A | 4 | 700 | 900 | 150 | 350 | 2025-01-01
202265568 | YMGI | WMMS-48CH-V2B(59)4 |  | 11.8 | 21 | 8.6 | No | N/A | 2 | 500 | 700 | 100 | 300 | 2025-01-01
202265571 | YMGI | WMMS-60CH-V2B(59)4 |  | 10.4 | 21 | 8.6 | No | N/A | 2 | 500 | 700 | 100 | 300 | 2025-01-01
202265565 | YMGI | WMMS-42CH-V2B(59)4 |  | 11.8 | 20 | 8.6 | No | N/A | 2 | 500 | 700 | 100 | 300 | 2025-01-01
202265559 | YMGI | WMMS-30CH-V2B(59)4 |  | 12.5 | 21 | 9 | No | N/A | 3 | 600 | 800 | 150 | 350 | 2025-01-01
202265562 | YMGI | WMMS-36CH-V2B(59)4 |  | 11.8 | 21 | 9 | No | N/A | 3 | 600 | 800 | 150 | 350 | 2025-01-01
213879956 | YMGI | WMMS-36C-U2B(58)4 | WMMS-36E-U2B(58)4 | 10.5 | 20 | 8.5 | No | N/A | 2 | 500 | 700 | 100 | 300 | 2025-01-01
202146837 | YMGI | WMMS-09C-V2B(78)1 | WMMS-09E-V2B(78)1 | 13.7 | 22 | 8.5 | No | N/A | 2 | 500 | 700 | 100 | 300 | 2025-01-01
202146838 | YMGI | WMMS-12C-V2B(78)1 | WMMS-12E-V2B(78)1 | 13 | 21 | 9 | No | N/A | 3 | 600 | 800 | 150 | 350 | 2025-01-01
202146840 | YMGI | WMMS-18C-V2B(78)1 | WMMS-18E-V2B(78)1 | 13 | 22.5 | 8.6 | No | N/A | 2 | 500 | 700 | 100 | 300 | 2025-01-01
202146841 | YMGI | WMMS-24C-V2B(78)1 | WMMS-24E-V2B(78)1 | 12.2 | 20.5 | 8.6 | No | N/A | 2 | 500 | 700 | 100 | 300 | 2025-01-01
202146846 | YMGI | WMMS-36C-V2B(78)1 | WMMS-36E-V2B(78)1 | 10 | 18.5 | 9 | No | N/A | 3 | 600 | 800 | 150 | 350 | 2025-01-01
207691825 | YONAN | YSMO-18HRN1 |  | 12 | 19 | 9.8 | No | N/A | 3 | 600 | 800 | 150 | 350 | 2025-01-01
207691828 | YONAN | YSMO-36HRN1 |  | 11 | 20 | 9.2 | No | N/A | 3 | 600 | 800 | 150 | 350 | 2025-01-01
207691831 | YONAN | YSMO-48HRN1 |  | 10.8 | 20.5 | 9.7 | No | N/A | 3 | 600 | 800 | 150 | 350 | 2025-01-01
207691834 | YONAN | YSMO-30HRN1 |  | 11.7 | 21 | 9.2 | No | N/A | 3 | 600 | 800 | 150 | 350 | 2025-01-01
212615068 | YONAN | YSMO-18HFN1 |  | 12 | 19 | 9.8 | No | N/A | 3 | 600 | 800 | 150 | 350 | 2025-01-01
212615071 | YONAN | YSMO-24HFN1 |  | 12.5 | 21.3 | 9.7 | No | N/A | 3 | 600 | 800 | 150 | 350 | 2025-01-01
212615073 | YONAN | YSMO-27HFN1 |  | 11.7 | 21 | 9.2 | No | N/A | 3 | 600 | 800 | 150 | 350 | 2025-01-01
212615076 | YONAN | YSMO-36HFN1 |  | 11 | 20 | 9.2 | No | N/A | 3 | 600 | 800 | 150 | 350 | 2025-01-01
212615082 | YONAN | YSMO-55HFN1 |  | 10.5 | 19 | 8.6 | No | N/A | 2 | 500 | 700 | 100 | 300 | 2025-01-01
212615079 | YONAN | YSMO-48HFN1 |  | 10.8 | 20.5 | 9.7 | No | N/A | 3 | 600 | 800 | 150 | 350 | 2025-01-01
217015807 | YONAN | YSAMO-18HRN1 |  | 12.3 | 22 | 10 | No | N/A | 4 | 700 | 900 | 150 | 350 | 2025-01-01
217015808 | YONAN | YSAMO-24HRN1 |  | 12.5 | 23 | 10 | No | N/A | 4 | 700 | 900 | 150 | 350 | 2025-01-01
217015809 | YONAN | YSAMO-30HRN1 |  | 12.5 | 23 | 10 | No | N/A | 4 | 700 | 900 | 150 | 350 | 2025-01-01
217015810 | YONAN | YSAMO-36HRN1 |  | 12.3 | 23 | 10 | No | N/A | 4 | 700 | 900 | 150 | 350 | 2025-01-01
217015811 | YONAN | YSAMO-42HRN1 |  | 12 | 22 | 10 | No | N/A | 4 | 700 | 900 | 150 | 350 | 2025-01-01
212615078 | YONAN | YSMO-48HFN1 |  | 11 | 21.1 | 9.5 | No | N/A | 3 | 600 | 800 | 150 | 350 | 2025-01-01
212615081 | YONAN | YSMO-55HFN1 |  | 10.5 | 20.2 | 9.6 | No | N/A | 3 | 600 | 800 | 150 | 350 | 2025-01-01
212615070 | YONAN | YSMO-24HFN1 |  | 12.5 | 22.3 | 9.6 | No | N/A | 3 | 600 | 800 | 150 | 350 | 2025-01-01
212615075 | YONAN | YSMO-36HFN1 |  | 10.6 | 23.1 | 9.6 | No | N/A | 3 | 600 | 800 | 150 | 350 | 2025-01-01
212615072 | YONAN | YSMO-27HFN1 |  | 12.2 | 23.5 | 9.2 | No | N/A | 3 | 600 | 800 | 150 | 350 | 2025-01-01
212615067 | YONAN | YSMO-18HFN1 |  | 12.5 | 21 | 10.2 | No | N/A | 4 | 700 | 900 | 150 | 350 | 2025-01-01
207691833 | YONAN | YSMO-30HRN1 |  | 12.2 | 23.5 | 9.2 | No | N/A | 3 | 600 | 800 | 150 | 350 | 2025-01-01
207691827 | YONAN | YSMO-36HRN1 |  | 10.6 | 23.1 | 9.6 | No | N/A | 3 | 600 | 800 | 150 | 350 | 2025-01-01
207691830 | YONAN | YSMO-48HRN1 |  | 11 | 21.1 | 9.5 | No | N/A | 3 | 600 | 800 | 150 | 350 | 2025-01-01
207691824 | YONAN | YSMO-18HRN1 |  | 12.5 | 21 | 10.2 | No | N/A | 4 | 700 | 900 | 150 | 350 | 2025-01-01
9967098 | YONAN | YBO-18HRN1 |  | 11.7 | 20.5 | 8.9 | No | N/A | 2 | 500 | 700 | 100 | 300 | 2025-01-01
9967099 | YONAN | YBO-30HRN1 |  | 12 | 22 | 8.9 | No | N/A | 2 | 500 | 700 | 100 | 300 | 2025-01-01
9967100 | YONAN | YBO-36HRN1 |  | 10.8 | 22.5 | 9.2 | No | N/A | 3 | 600 | 800 | 150 | 350 | 2025-01-01
9967101 | YONAN | YBO-48HRN1 |  | 11.6 | 21.5 | 8.7 | No | N/A | 2 | 500 | 700 | 100 | 300 | 2025-01-01
207691832 | YONAN | YSMO-48HRN1 |  | 10.9 | 20.8 | 9.6 | No | N/A | 3 | 600 | 800 | 150 | 350 | 2025-01-01
207691829 | YONAN | YSMO-36HRN1 |  | 10.8 | 21.55 | 9.4 | No | N/A | 3 | 600 | 800 | 150 | 350 | 2025-01-01
207691826 | YONAN | YSMO-18HRN1 |  | 12.25 | 20 | 10 | No | N/A | 4 | 700 | 900 | 150 | 350 | 2025-01-01
207691835 | YONAN | YSMO-30HRN1 |  | 11.95 | 22.25 | 9.2 | No | N/A | 3 | 600 | 800 | 150 | 350 | 2025-01-01
212615069 | YONAN | YSMO-18HFN1 |  | 12.25 | 20 | 10 | No | N/A | 4 | 700 | 900 | 150 | 350 | 2025-01-01
212615074 | YONAN | YSMO-27HFN1 |  | 11.95 | 22.25 | 9.2 | No | N/A | 3 | 600 | 800 | 150 | 350 | 2025-01-01
212615077 | YONAN | YSMO-36HFN1 |  | 10.8 | 21.55 | 9.4 | No | N/A | 3 | 600 | 800 | 150 | 350 | 2025-01-01
212615080 | YONAN | YSMO-48HFN1 |  | 10.9 | 20.8 | 9.6 | No | N/A | 3 | 600 | 800 | 150 | 350 | 2025-01-01
212615083 | YONAN | YSMO-55HFN1 |  | 10.5 | 19.6 | 9.1 | No | N/A | 3 | 600 | 800 | 150 | 350 | 2025-01-01
212615090 | YONAN | YSMO-24HFN1 |  | 12.5 | 21.8 | 9.65 | No | N/A | 3 | 600 | 800 | 150 | 350 | 2025-01-01
212615061 | YONAN | YS-09HRFN1-C5OU | YS-09HRFN1-C5 | 15 | 25.5 | 12.3 | No | N/A | 4 | 700 | 900 | 150 | 350 | 2025-01-01
212615062 | YONAN | YS-12HRFN1-C5OU | YS-12HRFN1-C5 | 13.7 | 24.6 | 10.7 | No | N/A | 4 | 700 | 900 | 150 | 350 | 2025-01-01
212615063 | YONAN | YS-18HRFN1-C5OU | YS-18HRFN1-C5 | 12.5 | 23.5 | 10.8 | No | N/A | 4 | 700 | 900 | 150 | 350 | 2025-01-01
212615064 | YONAN | YS-24HRFN1-C5OU | YS-24HRFN1-C5 | 14 | 22 | 10 | No | N/A | 4 | 700 | 900 | 150 | 350 | 2025-01-01
212615065 | YONAN | YS-09HRFN1-E0OU | YS-09HRFN1-E0 | 16 | 28.5 | 18 | No | N/A | 4 | 700 | 900 | 150 | 350 | 2025-01-01
212615066 | YONAN | YS-12HRFN1-E0OU | YS-12HRFN1-E0 | 14 | 27 | 12 | No | N/A | 4 | 700 | 900 | 150 | 350 | 2025-01-01
212615051 | YONAN | YS-12HRDN1B-B6OU | YS-12HRDN1B-B6 | 8.8 | 17.4 | 8.7 | No | N/A | 2 | 500 | 700 | 100 | 300 | 2025-01-01
212615052 | YONAN | YS-12HRDN1-B6OU | YS-12HRDN1-B6 | 8.8 | 17.6 | 8.8 | No | N/A | 2 | 500 | 700 | 100 | 300 | 2025-01-01
212615053 | YONAN | YS-18HRDN1-B6OU | YS-18HRDN1-B6 | 9.9 | 18.3 | 8.7 | No | N/A | 2 | 500 | 700 | 100 | 300 | 2025-01-01
212615055 | YONAN | YS-12HRFN1B-C1OU | YS-12HRFN1B-C1 | 10.3 | 20.8 | 8.7 | No | N/A | 2 | 500 | 700 | 100 | 300 | 2025-01-01
212615056 | YONAN | YS-09HRFN1-C1OU | YS-09HRFN1-C1 | 12.6 | 21.7 | 9.4 | No | N/A | 3 | 600 | 800 | 150 | 350 | 2025-01-01
212615057 | YONAN | YS-12HRFN1-C1OU | YS-12HRFN1-C1 | 10.8 | 21.4 | 9.2 | No | N/A | 3 | 600 | 800 | 150 | 350 | 2025-01-01
212615058 | YONAN | YS-18HRFN1-C1OU | YS-18HRFN1-C1 | 11 | 19.5 | 8.7 | No | N/A | 2 | 500 | 700 | 100 | 300 | 2025-01-01
212615059 | YONAN | YS-24HRFN1-C1OU | YS-24HRFN1-C1 | 9.5 | 18.5 | 8.6 | No | N/A | 2 | 500 | 700 | 100 | 300 | 2025-01-01
208106972 | YONAN | YOX-09HFN1 | YCA-09HRFN1 | 13 | 20 | 10 | No | N/A | 4 | 700 | 900 | 150 | 350 | 2025-01-01
208106973 | YONAN | YOX-09HFN1 | YTI-09HWFN1 | 12.5 | 19.2 | 10.2 | No | N/A | 4 | 700 | 900 | 150 | 350 | 2025-01-01
208106974 | YONAN | YOX-12HFN1 | YCA-12HRFN1 | 14 | 22.7 | 10 | No | N/A | 4 | 700 | 900 | 150 | 350 | 2025-01-01
208106975 | YONAN | YOX-12HFN1 | YTI-12HWFN1 | 11.7 | 19 | 10.3 | No | N/A | 4 | 700 | 900 | 150 | 350 | 2025-01-01
208106976 | YONAN | YOX-18HFN1 | YCA-18HRFN1 | 12.5 | 20.5 | 10.5 | No | N/A | 4 | 700 | 900 | 150 | 350 | 2025-01-01
208106977 | YONAN | YOX-18HFN1 | YTI-18HWFN1 | 12.5 | 20 | 10.6 | No | N/A | 4 | 700 | 900 | 150 | 350 | 2025-01-01
208106978 | YONAN | YOX-18HFN1 | YUE-18HRFN1 | 12.5 | 23 | 10 | No | N/A | 4 | 700 | 900 | 150 | 350 | 2025-01-01
208106979 | YONAN | YOD-24HFN1 | YCD-24HRFN1 | 12.5 | 21.5 | 9.7 | No | N/A | 3 | 600 | 800 | 150 | 350 | 2025-01-01
208106980 | YONAN | YOD-24HFN1 | YTI-24HWFN1 | 12.5 | 19 | 11.2 | No | N/A | 4 | 700 | 900 | 150 | 350 | 2025-01-01
208106981 | YONAN | YOD-24HFN1 | YUE-24HRFN1 | 12.5 | 21.2 | 10.3 | No | N/A | 4 | 700 | 900 | 150 | 350 | 2025-01-01
208106982 | YONAN | YOD-36HFN1 | YCD-36HRFN1 | 9.4 | 19.2 | 8.8 | No | N/A | 2 | 500 | 700 | 100 | 300 | 2025-01-01
208106983 | YONAN | YOD-36HFN1 | YTI-36HWFN1 | 8.8 | 15.8 | 8.8 | No | N/A | 2 | 500 | 700 | 100 | 300 | 2025-01-01
208106984 | YONAN | YOD-36HFN1 | YUE-36HRFN1 | 8.5 | 19 | 9 | No | N/A | 3 | 600 | 800 | 150 | 350 | 2025-01-01
208106985 | YONAN | YOE-48HFN1 | YCD-48HRFN1 | 9.5 | 18.5 | 9.8 | No | N/A | 3 | 600 | 800 | 150 | 350 | 2025-01-01
208106987 | YONAN | YOE-48HFN1 | YUE-48HRFN1 | 9.3 | 18.9 | 10 | No | N/A | 4 | 700 | 900 | 150 | 350 | 2025-01-01
208106988 | YONAN | YOE-60HFN1 | YHG-60HWFN1 | 10.3 | 17 | 8.4 | No | N/A | 1 | 400 | 600 | 100 | 300 | 2025-01-01
208106989 | YONAN | YOE-60HFN1 | YUE-60HRFN1 | 9.8 | 19.8 | 9 | No | N/A | 3 | 600 | 800 | 150 | 350 | 2025-01-01
207671396 | YONAN | YSA19-09HRN1B | YSA19-09HRN1B | 12.5 | 21.5 | 9 | No | N/A | 3 | 600 | 800 | 150 | 350 | 2025-01-01
207671397 | YONAN | YSA19-12HRN1B | YSA19-12HRN1B | 10.3 | 20.8 | 8.7 | No | N/A | 2 | 500 | 700 | 100 | 300 | 2025-01-01
207671398 | YONAN | YSA19-09HRN1 | YSA19-09HRN1 | 12.6 | 21.7 | 9.1 | No | N/A | 3 | 600 | 800 | 150 | 350 | 2025-01-01
207671399 | YONAN | YSA19-12HRN1 | YSA19-12HRN1 | 10.8 | 21.4 | 9.1 | No | N/A | 3 | 600 | 800 | 150 | 350 | 2025-01-01
207671400 | YONAN | YSA19-18HRN1 | YSA19-18HRN1 | 10.5 | 19 | 8.7 | No | N/A | 2 | 500 | 700 | 100 | 300 | 2025-01-01
207671401 | YONAN | YSA19-24HRN1 | YSA19-24HRN1 | 9 | 18 | 8.6 | No | N/A | 2 | 500 | 700 | 100 | 300 | 2025-01-01
207671402 | YONAN | YSA21-09HRN1B | YSA21-09HRN1B | 14 | 24 | 9.6 | No | N/A | 3 | 600 | 800 | 150 | 350 | 2025-01-01
207671403 | YONAN | YSA21-12HRN1B | YSA21-12HRN1B | 12.5 | 22.7 | 10 | No | N/A | 4 | 700 | 900 | 150 | 350 | 2025-01-01
207671404 | YONAN | YSA21-09HRN1 | YSA21-09HRN1 | 14 | 24 | 11.4 | No | N/A | 4 | 700 | 900 | 150 | 350 | 2025-01-01
207671405 | YONAN | YSA21-12HRN1 | YSA21-12HRN1 | 12.5 | 23.1 | 9.3 | No | N/A | 3 | 600 | 800 | 150 | 350 | 2025-01-01
207671406 | YONAN | YSA21-18HRN1 | YSA21-18HRN1 | 13.5 | 23.7 | 10.3 | No | N/A | 4 | 700 | 900 | 150 | 350 | 2025-01-01
207671407 | YONAN | YSA21-24HRN1 | YSA21-24HRN1 | 12.5 | 21 | 9 | No | N/A | 3 | 600 | 800 | 150 | 350 | 2025-01-01
207671408 | YONAN | YSA25-09HRN1 | YSA25-09HRN1 | 15 | 25.5 | 12.3 | No | N/A | 4 | 700 | 900 | 150 | 350 | 2025-01-01
207671409 | YONAN | YSA25-12HRN1 | YSA25-12HRN1 | 13.7 | 24.6 | 10.7 | No | N/A | 4 | 700 | 900 | 150 | 350 | 2025-01-01
207671410 | YONAN | YSA25-18HRN1 | YSA25-18HRN1 | 12.5 | 23.5 | 10.8 | No | N/A | 4 | 700 | 900 | 150 | 350 | 2025-01-01
207671411 | YONAN | YSA25-24HRN1 | YSA25-24HRN1 | 14 | 22 | 10 | No | N/A | 4 | 700 | 900 | 150 | 350 | 2025-01-01
207671412 | YONAN | YSA19-30HRN1 | YSA19-30HRN1 | 10.5 | 18.6 | 8.7 | No | N/A | 2 | 500 | 700 | 100 | 300 | 2025-01-01
207671413 | YONAN | YSA19-36HRN1 | YSA19-36HRN1 | 8.5 | 17.5 | 8.7 | No | N/A | 2 | 500 | 700 | 100 | 300 | 2025-01-01
213886029 | YONAN | Y21SA-09HRDN1 | Y21SA-09HRDN1 | 9.9 | 17 | 8.5 | No | N/A | 2 | 500 | 700 | 100 | 300 | 2025-01-01
203449485 | YONAN | YS19AB-09HRN1-B | YS19AB-09HRN1-B | 11.5 | 18.9 | 8.1 | No | N/A | 1 | 400 | 600 | 100 | 300 | 2025-01-01
203449486 | YONAN | YS19AB-12HRN1-B | YS19AB-12HRN1-B | 10.5 | 19 | 8.3 | No | N/A | 1 | 400 | 600 | 100 | 300 | 2025-01-01
203449487 | YONAN | YS19AB-09HRN1 | YS19AB-09HRN1 | 11 | 18 | 9.1 | No | N/A | 3 | 600 | 800 | 150 | 350 | 2025-01-01
203449489 | YONAN | YS19AB-18HRN1 | YS19AB-18HRN1 | 11 | 18.7 | 8.1 | No | N/A | 1 | 400 | 600 | 100 | 300 | 2025-01-01
202897107 | YONAN | YS25M-12HRDN1 | YS25M-12HRDN1 | 13 | 19.9 | 9.1 | No | N/A | 3 | 600 | 800 | 150 | 350 | 2025-01-01
202897108 | YONAN | YS25M-18HRDN1 | YS25M-18HRDN1 | 12.5 | 19.4 | 8.9 | No | N/A | 2 | 500 | 700 | 100 | 300 | 2025-01-01
202897109 | YONAN | YS25M-09HRDN1 | YS25M-09HRDN1 | 14.5 | 23.1 | 9.9 | No | N/A | 3 | 600 | 800 | 150 | 350 | 2025-01-01
202897110 | YONAN | YS25M-24HRDN1 | YS25M-24HRDN1 | 13 | 20 | 9.5 | No | N/A | 3 | 600 | 800 | 150 | 350 | 2025-01-01
9967085 | YONAN | YS21AB-12HRN1-B(O) | YS21AB-12HRN1-B(I) | 12.5 | 20.1 | 8.2 | No | N/A | 1 | 400 | 600 | 100 | 300 | 2025-01-01
9967087 | YONAN | YS21AB-12HRN1(O) | YS21AB-12HRN1(I) | 13 | 21.3 | 8.4 | No | N/A | 1 | 400 | 600 | 100 | 300 | 2025-01-01
9967089 | YONAN | YS21AB-18HRN1(O) | YS21AB-18HRN1(I) | 13 | 19.9 | 8.1 | No | N/A | 1 | 400 | 600 | 100 | 300 | 2025-01-01
9967091 | YONAN | YOC-18HRN1 | YCF-18HRN1 | 12.5 | 20 | 8.9 | No | N/A | 2 | 500 | 700 | 100 | 300 | 2025-01-01
9967092 | YONAN | YOC-24HRN1 | YCF-24HRN1 | 12.5 | 20 | 9.4 | No | N/A | 3 | 600 | 800 | 150 | 350 | 2025-01-01
9967094 | YONAN | YOC-36HRN1 | YCF-36HRN1 | 8 | 16 | 10 | No | N/A | 4 | 700 | 900 | 150 | 350 | 2025-01-01
9967095 | YONAN | YOC-36HRN1 | YCC-36HRN1 | 9 | 17.5 | 9.3 | No | N/A | 3 | 600 | 800 | 150 | 350 | 2025-01-01
9967096 | YONAN | YOC-48HRN1 | YCF-48HRN1 | 9.3 | 17.8 | 9 | No | N/A | 3 | 600 | 800 | 150 | 350 | 2025-01-01
9967097 | YONAN | YOC-48HRN1 | YCC-48HRN1 | 9.5 | 16.8 | 9 | No | N/A | 3 | 600 | 800 | 150 | 350 | 2025-01-01
213265557 | YONAN | YSA-12HRDN1-21 | YSA-12HRDN1-21 | 12 | 21 | 10 | No | N/A | 4 | 700 | 900 | 150 | 350 | 2025-01-01
213265558 | YONAN | YSA-18HRDN1-21 | YSA-18HRDN1-21 | 12 | 21 | 9 | No | N/A | 3 | 600 | 800 | 150 | 350 | 2025-01-01
213265559 | YONAN | YSA-24HRDN1-21 | YSA-24HRDN1-21 | 13 | 21 | 10 | No | N/A | 4 | 700 | 900 | 150 | 350 | 2025-01-01
207616540 | York | DHS42CMB22S |  | 9 | 16 | 8.6 | No | N/A | 2 | 500 | 700 | 100 | 300 | 2025-01-01
207616532 | York | DHS18CMB22S |  | 12 | 20 | 10 | No | N/A | 4 | 700 | 900 | 150 | 350 | 2025-01-01
207616537 | York | DHS36CMB22S |  | 9 | 16 | 8.6 | No | N/A | 2 | 500 | 700 | 100 | 300 | 2025-01-01
207616534 | York | DHS24CMB22S |  | 12 | 20 | 10 | No | N/A | 4 | 700 | 900 | 150 | 350 | 2025-01-01
207616529 | York | DHW36CMB22S |  | 11.8 | 21 | 8.6 | No | N/A | 2 | 500 | 700 | 100 | 300 | 2025-01-01
207616536 | York | DHS24CMB22S |  | 10.5 | 18 | 8.6 | No | N/A | 2 | 500 | 700 | 100 | 300 | 2025-01-01
216740988 | YORK | YHKF18YJ6DXUO-X | YHKF18XJ6DXU-RX | 12 | 21 | 9 | No | N/A | 3 | 600 | 800 | 150 | 350 | 2025-01-01
216740989 | YORK | YHKF24YJ6DXUO-X | YHKF24XJ6DXU-RX | 12 | 21 | 10 | No | N/A | 4 | 700 | 900 | 150 | 350 | 2025-01-01
209818478 | York | DHP30CSB22S | DHP30NWB22S | 11.25 | 20 | 8.5 | No | N/A | 2 | 500 | 700 | 100 | 300 | 2025-01-01
209818483 | York | DHP36CSB22S | DHP36NWB22S | 10.5 | 20 | 8.5 | No | N/A | 2 | 500 | 700 | 100 | 300 | 2025-01-01
208495245 | York | DHP09CSB12S | DHP09NWB12S | 10.7 | 18 | 8.5 | No | N/A | 2 | 500 | 700 | 100 | 300 | 2025-01-01
208495250 | York | DHP09CSB22S | DHP09NWB22S | 10.2 | 17.5 | 8.4 | No | N/A | 1 | 400 | 600 | 100 | 300 | 2025-01-01
208495260 | York | DHP12CSB12S | DHP12NWB12S | 8.7 | 16.5 | 8.5 | No | N/A | 2 | 500 | 700 | 100 | 300 | 2025-01-01
208495265 | York | DHP12CSB22S | DHP12NWB22S | 8.7 | 16.5 | 8.5 | No | N/A | 2 | 500 | 700 | 100 | 300 | 2025-01-01
208495270 | York | DHP18CSB22S | DHP18NWB22S | 9.55 | 16 | 8.2 | No | N/A | 1 | 400 | 600 | 100 | 300 | 2025-01-01
208495275 | York | DHP24CSB22S | DHP24NWB22S | 11.6 | 18 | 8.5 | No | N/A | 2 | 500 | 700 | 100 | 300 | 2025-01-01
207657331 | YORK | YHKE12YXMHMXO-X | YHKE12XXMHMX-RX | 10.3 | 20.8 | 8.7 | No | N/A | 2 | 500 | 700 | 100 | 300 | 2025-01-01
207657332 | YORK | YHKE12YJMHMXO-X | YHKE12XJMHMX-RX | 10.8 | 21.4 | 9.2 | No | N/A | 3 | 600 | 800 | 150 | 350 | 2025-01-01
207657333 | YORK | YHKE18YJMHMXO-X | YHKE18XJMHMX-RX | 11 | 19.5 | 8.7 | No | N/A | 2 | 500 | 700 | 100 | 300 | 2025-01-01
207657334 | YORK | YHKE24YJMHMXO-X | YHKE24XJMHMX-RX | 9.5 | 18.5 | 8.6 | No | N/A | 2 | 500 | 700 | 100 | 300 | 2025-01-01
204835482 | YORK | YUJE24BYTMCMO-X | YFJE24BXTMCM-RX | 12.5 | 20 | 9.4 | No | N/A | 3 | 600 | 800 | 150 | 350 | 2025-01-01
204835486 | YORK | YUJE18BYTMCMO-X | YKJE18BXTMCM-RX | 12.5 | 20 | 9.1 | No | N/A | 3 | 600 | 800 | 150 | 350 | 2025-01-01
204835491 | YORK | YUJE18BYTMCMO-X | YFJE18BXTMCM-RX | 12.5 | 20 | 8.9 | No | N/A | 2 | 500 | 700 | 100 | 300 | 2025-01-01
204835496 | YORK | YUJE12BYTMCMO-X | YEJE12BXTMCM-WX | 11.7 | 19 | 10 | No | N/A | 4 | 700 | 900 | 150 | 350 | 2025-01-01
204835498 | YORK | YUJE24BYTMCMO-X | YEJE24BXTMCM-WX | 11.7 | 19 | 10 | No | N/A | 4 | 700 | 900 | 150 | 350 | 2025-01-01
216740986 | YORK | YHKF12YX6DXTO-X | YHKF12XX6DXT-RX | 10 | 22 | 9 | No | N/A | 3 | 600 | 800 | 150 | 350 | 2025-01-01
216740987 | YORK | YHKF12YJ6DXUO-X | YHKF12XJ6DXU-RX | 12 | 21 | 10 | No | N/A | 4 | 700 | 900 | 150 | 350 | 2025-01-01
216720983 | YORK | YHKF12YJMEXVO-X | YHKF12XJMEXV-RX | 12 | 23 | 10.12 | No | N/A | 4 | 700 | 900 | 150 | 350 | 2025-01-01
216720984 | YORK | YHKF18YJMEXVO-X | YHKF18XJMEXV-RX | 12 | 21 | 9.66 | No | N/A | 3 | 600 | 800 | 150 | 350 | 2025-01-01
216720985 | YORK | YHKF24YJMEXVO-X | YHKF24XJMEXV-RX | 12 | 21 | 10 | No | N/A | 4 | 700 | 900 | 150 | 350 | 2025-01-01
214745532 | YORK | YHKF12YJMEXCO-X | YHKF12XJMEXC-RX | 12 | 22 | 9.5 | No | N/A | 3 | 600 | 800 | 150 | 350 | 2025-01-01
214745534 | YORK | YHKF18YJMEXCO-X | YHKF18XJMEXC-RX | 12 | 21 | 9 | No | N/A | 3 | 600 | 800 | 150 | 350 | 2025-01-01
214745536 | YORK | YHKF24YJMEXCO-X | YHKF24XJMEXC-RX | 12 | 21 | 10 | No | N/A | 4 | 700 | 900 | 150 | 350 | 2025-01-01
8578505 | YORK BY JOHNSON CONTROLS | DHW42CMB21S |  | 10.4 | 21 | 8.6 | No | N/A | 2 | 500 | 700 | 100 | 300 | 2025-01-01
202068353 | YORK BY JOHNSON CONTROLS | YHKE18YJ6AMAO-X | YHKE18XJ6AMC-RX. | 13 | 19.9 | 8.1 | No | N/A | 1 | 400 | 600 | 100 | 300 | 2025-01-01
10580860 | YORK BY JOHNSON CONTROLS | YUJE09BYJ6AMO-X | YEJE09BXJ6AM-W1 | 12.1 | 18.7 | 9.8 | No | N/A | 3 | 600 | 800 | 150 | 350 | 2025-01-01
10580861 | YORK BY JOHNSON CONTROLS | YUJE12BYJ6AMO-X | YEJE12BXJ6AM-W1 | 11.7 | 19 | 10 | No | N/A | 4 | 700 | 900 | 150 | 350 | 2025-01-01
10580862 | YORK BY JOHNSON CONTROLS | YUJE18BYJ6AMO-X | YEJE18BXJ6AM-W1 | 11.7 | 18.5 | 9.2 | No | N/A | 3 | 600 | 800 | 150 | 350 | 2025-01-01
10580863 | YORK BY JOHNSON CONTROLS | YUJE24BYJ6AMO-X | YEJE24BXJ6AM-W1 | 11.7 | 19 | 10 | No | N/A | 4 | 700 | 900 | 150 | 350 | 2025-01-01
10580866 | YORK BY JOHNSON CONTROLS | YUJE55BYJ6AMO-X | YEJE55BXJ6AM-WX | 9 | 15.4 | 8.4 | No | N/A | 1 | 400 | 600 | 100 | 300 | 2025-01-01
10580867 | YORK BY JOHNSON CONTROLS | YUJE55BYJ6AMO-X | YFJE55BXJ6AM-RX | 9.8 | 18 | 9.4 | No | N/A | 3 | 600 | 800 | 150 | 350 | 2025-01-01
9122538 | YORK BY JOHNSON CONTROLS | YUJE18BYJ6AMO-X | YFJE18BXJ6AM-RX | 12.5 | 20 | 8.9 | No | N/A | 2 | 500 | 700 | 100 | 300 | 2025-01-01
9122539 | YORK BY JOHNSON CONTROLS | YUJE18BYJ6AMO-X | YTJE18BXJ6AM-RX | 12.5 | 20 | 9.1 | No | N/A | 3 | 600 | 800 | 150 | 350 | 2025-01-01
9122541 | YORK BY JOHNSON CONTROLS | YUJE24BYJ6AMO-X | YFJE24BXJ6AM-RX | 12.5 | 20 | 9.4 | No | N/A | 3 | 600 | 800 | 150 | 350 | 2025-01-01
9122546 | YORK BY JOHNSON CONTROLS | YUJE36BYJ6AMO-X | YFJE36BXJ6AM-RX | 8 | 16 | 10 | No | N/A | 4 | 700 | 900 | 150 | 350 | 2025-01-01
9122547 | YORK BY JOHNSON CONTROLS | YUJE36BYJ6AMO-X | YKJE36BXJ6AM-RX | 9 | 17.5 | 9.3 | No | N/A | 3 | 600 | 800 | 150 | 350 | 2025-01-01
9122549 | YORK BY JOHNSON CONTROLS | YUJE48BYJ6AMO-X | YFJE48BXJ6AM-RX | 9.3 | 17.8 | 9 | No | N/A | 3 | 600 | 800 | 150 | 350 | 2025-01-01
9122550 | YORK BY JOHNSON CONTROLS | YUJE48BYJ6AMO-X | YKJE48BXJ6AM-RX | 9.5 | 16.8 | 9 | No | N/A | 3 | 600 | 800 | 150 | 350 | 2025-01-01
8779082 | YORK BY JOHNSON CONTROLS | YHKE12YJ6AMAO-X | YHKE12XJ6AMC-RX | 13 | 21.3 | 8.4 | No | N/A | 1 | 400 | 600 | 100 | 300 | 2025-01-01
8578561 | YORK BY JOHNSON CONTROLS | DHX09CSB11S | DHX09NWB11S | 13 | 23 | 9.4 | No | N/A | 3 | 600 | 800 | 150 | 350 | 2025-01-01
8578565 | YORK BY JOHNSON CONTROLS | DHX12CSB11S | DHX12NWB11S | 12 | 21.5 | 8.2 | No | N/A | 1 | 400 | 600 | 100 | 300 | 2025-01-01
8578569 | YORK BY JOHNSON CONTROLS | DHX09CSB21S | DHX09NWB21S | 14 | 23 | 8.5 | No | N/A | 2 | 500 | 700 | 100 | 300 | 2025-01-01
8578573 | YORK BY JOHNSON CONTROLS | DHX12CSB21S | DHX12NWB21S | 12 | 21.5 | 8.5 | No | N/A | 2 | 500 | 700 | 100 | 300 | 2025-01-01
8578577 | YORK BY JOHNSON CONTROLS | DHX18CSB21S | DHX18NWB21S | 12.5 | 20 | 8.5 | No | N/A | 2 | 500 | 700 | 100 | 300 | 2025-01-01
8578581 | YORK BY JOHNSON CONTROLS | DHX24CSB21S | DHX24NWB21S | 12.5 | 20 | 8.5 | No | N/A | 2 | 500 | 700 | 100 | 300 | 2025-01-01
202897334 | ZENAIRE | DHP12AC19P | DHP12AE19P | 10.5 | 19 | 8.3 | No | N/A | 1 | 400 | 600 | 100 | 300 | 2025-01-01
202897335 | ZENAIRE | DHP18BC19P | DHP18BE19P | 11 | 18.7 | 8.1 | No | N/A | 1 | 400 | 600 | 100 | 300 | 2025-01-01
202921918 | ZENAIRE | DHP09AC19P | DHP09AE19P | 11.5 | 18.9 | 8.1 | No | N/A | 1 | 400 | 600 | 100 | 300 | 2025-01-01
202921919 | ZENAIRE | DHP09BC19P | DHP09BE19P | 11 | 18 | 9.1 | No | N/A | 3 | 600 | 800 | 150 | 350 | 2025-01-01
201847097 | ZENAIRE | DHP12AC21P | DHP12AE21P | 12.5 | 20.1 | 8.2 | No | N/A | 1 | 400 | 600 | 100 | 300 | 2025-01-01
201847098 | ZENAIRE | DHP12BC21P | DHP12BE21P | 13 | 21.3 | 8.4 | No | N/A | 1 | 400 | 600 | 100 | 300 | 2025-01-01
201847099 | ZENAIRE | DHP18BC21P | DHP18BE21P | 13 | 19.9 | 8.1 | No | N/A | 1 | 400 | 600 | 100 | 300 | 2025-01-01
211164253 | ZENAIRE | DHP12AC17Q | DHP 12AE17Q | 10 | 20 | 8.5 | No | N/A | 2 | 500 | 700 | 100 | 300 | 2025-01-01
211164254 | ZENAIRE | DHP12BC17Q | DHP 12BE17Q | 9 | 17 | 8.5 | No | N/A | 2 | 500 | 700 | 100 | 300 | 2025-01-01
211164255 | ZENAIRE | DHP18BC17Q | DHP 18BE17Q | 10.5 | 19 | 9 | No | N/A | 3 | 600 | 800 | 150 | 350 | 2025-01-01
211164256 | ZENAIRE | DHP24BC17Q | DHP 24BE17Q | 10.5 | 18.5 | 8.3 | No | N/A | 1 | 400 | 600 | 100 | 300 | 2025-01-01
216684162 | ZEPHYR | ZE-518M225 |  | 12 | 17.5 | 9.4 | Yes | Both | 3 | 600 | 800 | 150 | 350 | 2025-01-01
216684170 | ZEPHYR | ZE-536M425 |  | 12.85 | 19 | 9 | Yes | Both | 3 | 600 | 800 | 150 | 350 | 2025-01-01
216684165 | ZEPHYR | ZE-527M325 |  | 11.5 | 18 | 8.8 | Yes | Both | 2 | 500 | 700 | 100 | 300 | 2025-01-01
216684167 | ZEPHYR | ZE-542M525 |  | 11.35 | 18 | 8.8 | Yes | Both | 2 | 500 | 700 | 100 | 300 | 2025-01-01
216684168 | ZEPHYR | ZE-542M525 |  | 12 | 22 | 9.5 | Yes | Both | 3 | 600 | 800 | 150 | 350 | 2025-01-01
216684171 | ZEPHYR | ZE-536M425 |  | 12.85 | 22 | 10 | Yes | Both | 4 | 700 | 900 | 150 | 350 | 2025-01-01
216684161 | ZEPHYR | ZE-518M225 |  | 13.3 | 22 | 10 | Yes | Both | 4 | 700 | 900 | 150 | 350 | 2025-01-01
216684164 | ZEPHYR | ZE-527M325 |  | 12.85 | 23 | 10 | Yes | Both | 4 | 700 | 900 | 150 | 350 | 2025-01-01
206347270 | ZEPHYR | ZE-36M422SCO |  | 12.5 | 21 | 9 | Yes | Both | 3 | 600 | 800 | 150 | 350 | 2025-01-01
206346130 | ZEPHYR | ZE-24M322SCO |  | 12.5 | 22 | 9.05 | Yes | Both | 3 | 600 | 800 | 150 | 350 | 2025-01-01
206346134 | ZEPHYR | ZE-42M522SCO |  | 10.5 | 20 | 8.95 | No | N/A | 2 | 500 | 700 | 100 | 300 | 2025-01-01
206346128 | ZEPHYR | ZE-18M222SCO |  | 12.5 | 21 | 9.5 | Yes | Both | 3 | 600 | 800 | 150 | 350 | 2025-01-01
206346129 | ZEPHYR | ZE-18M222SCO |  | 12.25 | 20 | 9.45 | Yes | Both | 3 | 600 | 800 | 150 | 350 | 2025-01-01
206346135 | ZEPHYR | ZE-42M522SCO |  | 10.25 | 19 | 8.88 | No | N/A | 2 | 500 | 700 | 100 | 300 | 2025-01-01
206346131 | ZEPHYR | ZE-24M322SCO |  | 12.3 | 21.5 | 8.83 | Yes | Both | 2 | 500 | 700 | 100 | 300 | 2025-01-01
206347271 | ZEPHYR | ZE-36M422SCO |  | 12.25 | 20.25 | 8.95 | Yes | Both | 2 | 500 | 700 | 100 | 300 | 2025-01-01
216684163 | ZEPHYR | ZE-518M225 |  | 12.65 | 19.75 | 9.7 | Yes | Both | 3 | 600 | 800 | 150 | 350 | 2025-01-01
216684172 | ZEPHYR | ZE-536M425 |  | 12.85 | 20.5 | 9.5 | Yes | Both | 3 | 600 | 800 | 150 | 350 | 2025-01-01
216684169 | ZEPHYR | ZE-542M525 |  | 11.8 | 20 | 9.15 | Yes | Both | 3 | 600 | 800 | 150 | 350 | 2025-01-01
216684166 | ZEPHYR | ZE-527M325 |  | 12.2 | 20.5 | 9.4 | Yes | Both | 3 | 600 | 800 | 150 | 350 | 2025-01-01
208287539 | ZEPHYR | ZE-09UH24SCO | ZE-09UH24SCI | 14.5 | 25.5 | 10.5 | Yes | Both | 4 | 700 | 900 | 150 | 350 | 2025-01-01
208287541 | ZEPHYR | ZE-12UH24SCO | ZE-12UH24SCI | 12.7 | 23.5 | 9.5 | Yes | Both | 3 | 600 | 800 | 150 | 350 | 2025-01-01
208287543 | ZEPHYR | ZE-18UH24SCO | ZE-18UH24SCI | 13.2 | 20.5 | 9.5 | No | N/A | 3 | 600 | 800 | 150 | 350 | 2025-01-01
208287545 | ZEPHYR | ZE-24UH24SCO | ZE-24UH24SCI | 12.5 | 21 | 10 | No | N/A | 4 | 700 | 900 | 150 | 350 | 2025-01-01
204580063 | ZEPHYR | ZE-18CA22EXT | ZE-18CA22INT | 13 | 22.5 | 8.6 | No | N/A | 2 | 500 | 700 | 100 | 300 | 2025-01-01
204580064 | ZEPHYR | ZE-12CA22EXT | ZE-12CA22INT | 13 | 21 | 9.5 | No | N/A | 3 | 600 | 800 | 150 | 350 | 2025-01-01
203446791 | ZEPHYR | ZE-09CA22SEXT | ZE-09CA22SINT | 13.7 | 22 | 9 | No | N/A | 3 | 600 | 800 | 150 | 350 | 2025-01-01
203446792 | ZEPHYR | MA-12CA22SEXT | MA-12CA22SINT | 13 | 21 | 9.5 | No | N/A | 3 | 600 | 800 | 150 | 350 | 2025-01-01
203446793 | ZEPHYR | ZE-12CA22SEXT | ZE-12CA22SINT | 13 | 21 | 9.5 | No | N/A | 3 | 600 | 800 | 150 | 350 | 2025-01-01
203446802 | ZEPHYR | MA-18CA22SEXT | MA-18CA22SINT | 13 | 22.5 | 8.6 | No | N/A | 2 | 500 | 700 | 100 | 300 | 2025-01-01
203446803 | ZEPHYR | ZE-18CA22SEXT | ZE-18CA22SINT | 13 | 22.5 | 8.6 | No | N/A | 2 | 500 | 700 | 100 | 300 | 2025-01-01
203446804 | ZEPHYR | ZE-24CA22SEXT | ZE-24CA22SINT | 12.2 | 20.5 | 8.6 | No | N/A | 2 | 500 | 700 | 100 | 300 | 2025-01-01
215414823 | ZEPHYR | ZE-09CB22O | ZE-09CB22I | 12.95 | 23 | 9.5 | Yes | No | 3 | 600 | 800 | 150 | 350 | 2025-01-01
215414824 | ZEPHYR | ZE-12CB22O | ZE-12CB22I | 11.1 | 20 | 8.5 | No | N/A | 2 | 500 | 700 | 100 | 300 | 2025-01-01
215414825 | ZEPHYR | ZE-18CB22O | ZE-18CB22I | 11.95 | 21 | 9.8 | Yes | No | 3 | 600 | 800 | 150 | 350 | 2025-01-01
215414826 | ZEPHYR | ZE-24CB22O | ZE-24CB22I | 10.6 | 19.5 | 8.5 | No | N/A | 2 | 500 | 700 | 100 | 300 | 2025-01-01
215414827 | ZEPHYR | ZE-09DB22O | ZE-09DB22I | 12.5 | 20 | 9 | Yes | No | 3 | 600 | 800 | 150 | 350 | 2025-01-01
215414828 | ZEPHYR | ZE-12DB22O | ZE-12DB22I | 10.2 | 18 | 8.5 | No | N/A | 2 | 500 | 700 | 100 | 300 | 2025-01-01
215414829 | ZEPHYR | ZE-09CB25O | ZE-09CB25I | 13.65 | 25 | 11 | Yes | Both | 4 | 700 | 900 | 150 | 350 | 2025-01-01
215414830 | ZEPHYR | ZE-12CB25O | ZE-12CB25I | 12.25 | 23 | 10 | Yes | Both | 4 | 700 | 900 | 150 | 350 | 2025-01-01
215414831 | ZEPHYR | ZE-18CB25O | ZE-18CB25I | 12.95 | 21 | 10 | Yes | Both | 4 | 700 | 900 | 150 | 350 | 2025-01-01
215414832 | ZEPHYR | ZE-24CB25O | ZE-24CB25I | 12.25 | 22.5 | 9.5 | Yes | Both | 3 | 600 | 800 | 150 | 350 | 2025-01-01
215414833 | ZEPHYR | ZE-09DB25O | ZE-09DB25I | 14.05 | 23 | 10 | Yes | Both | 4 | 700 | 900 | 150 | 350 | 2025-01-01
215414834 | ZEPHYR | ZE-12DB25O | ZE-12DB25I | 12.25 | 22 | 9.5 | Yes | Both | 3 | 600 | 800 | 150 | 350 | 2025-01-01
213732669 | ZERO | Z5SOV-48HDM-US |  | 11.7 | 20.9 | 9 | Yes | Both | 3 | 600 | 800 | 150 | 350 | 2025-01-01
213732663 | ZERO | Z3SOV-27HDM-US |  | 11.7 | 21 | 9.2 | Yes | No | 3 | 600 | 800 | 150 | 350 | 2025-01-01
213732666 | ZERO | Z4SOV-36HDM-US |  | 11 | 20 | 9.2 | No | N/A | 3 | 600 | 800 | 150 | 350 | 2025-01-01
214723150 | ZERO | Z3SOV-18HDM-US |  | 12 | 19 | 9.8 | Yes | Both | 3 | 600 | 800 | 150 | 350 | 2025-01-01
216723124 | ZERO | Z2SOV-18HDTB-US |  | 12 | 21 | 9.5 | Yes | Both | 3 | 600 | 800 | 150 | 350 | 2025-01-01
216723125 | ZERO | Z3SOV-27HDTB-US |  | 12 | 22 | 9 | Yes | Both | 3 | 600 | 800 | 150 | 350 | 2025-01-01
216723126 | ZERO | Z4SOV-36HDTB-US |  | 11.7 | 20 | 8.5 | Yes | Yes | 2 | 500 | 700 | 100 | 300 | 2025-01-01
216723127 | ZERO | Z5SOV-42HDTB-US |  | 11.7 | 20 | 8.5 | Yes | Yes | 2 | 500 | 700 | 100 | 300 | 2025-01-01
217138401 | ZERO | Z4SOV-18HDMB-US |  | 12 | 20 | 10 | Yes | Both | 4 | 700 | 900 | 150 | 350 | 2025-01-01
217138404 | ZERO | Z4SOV-27HDMB-US |  | 12 | 21 | 9 | Yes | Both | 3 | 600 | 800 | 150 | 350 | 2025-01-01
217138407 | ZERO | Z4SOV-36HDMB-US |  | 11.7 | 20 | 9.2 | Yes | Both | 3 | 600 | 800 | 150 | 350 | 2025-01-01
217138410 | ZERO | Z4SOV-48HDMB-US |  | 12 | 20.4 | 10.6 | Yes | Both | 4 | 700 | 900 | 150 | 350 | 2025-01-01
217138413 | ZERO | Z4SOV-60HDMB-US |  | 10 | 18 | 9.2 | No | N/A | 3 | 600 | 800 | 150 | 350 | 2025-01-01
217138412 | ZERO | Z4SOV-60HDMB-US |  | 10 | 19.2 | 9.6 | No | N/A | 3 | 600 | 800 | 150 | 350 | 2025-01-01
217138406 | ZERO | Z4SOV-36HDMB-US |  | 12 | 23.1 | 10 | Yes | Both | 4 | 700 | 900 | 150 | 350 | 2025-01-01
217138409 | ZERO | Z4SOV-48HDMB-US |  | 11.7 | 21.3 | 10 | Yes | Both | 4 | 700 | 900 | 150 | 350 | 2025-01-01
217138400 | ZERO | Z4SOV-18HDMB-US |  | 12.5 | 23 | 10 | Yes | Both | 4 | 700 | 900 | 150 | 350 | 2025-01-01
217138403 | ZERO | Z4SOV-27HDMB-US |  | 12.2 | 23 | 9.5 | Yes | Both | 3 | 600 | 800 | 150 | 350 | 2025-01-01
216723120 | ZERO | Z2SOV-18HDTB-US |  | 13 | 24 | 10 | Yes | Both | 4 | 700 | 900 | 150 | 350 | 2025-01-01
216723121 | ZERO | Z3SOV-27HDTB-US |  | 12 | 24 | 10 | Yes | Both | 4 | 700 | 900 | 150 | 350 | 2025-01-01
216723122 | ZERO | Z4SOV-36HDTB-US |  | 12 | 22.5 | 9.5 | Yes | Yes | 3 | 600 | 800 | 150 | 350 | 2025-01-01
216723123 | ZERO | Z5SOV-42HDTB-US |  | 12 | 22 | 9.5 | Yes | Yes | 3 | 600 | 800 | 150 | 350 | 2025-01-01
214723149 | ZERO | Z3SOV-18HDM-US |  | 12.5 | 21 | 10.2 | Yes | No | 4 | 700 | 900 | 150 | 350 | 2025-01-01
213732668 | ZERO | Z5SOV-48HDM-US |  | 11 | 21.2 | 10 | Yes | Both | 4 | 700 | 900 | 150 | 350 | 2025-01-01
213732662 | ZERO | Z3SOV-27HDM-US |  | 12.2 | 23.5 | 9.2 | Yes | No | 3 | 600 | 800 | 150 | 350 | 2025-01-01
213732665 | ZERO | Z4SOV-36HDM-US |  | 10.6 | 23.1 | 9.6 | No | N/A | 3 | 600 | 800 | 150 | 350 | 2025-01-01
213732667 | ZERO | Z4SOV-36HDM-US |  | 10.8 | 21.55 | 9.4 | No | N/A | 3 | 600 | 800 | 150 | 350 | 2025-01-01
213732664 | ZERO | Z3SOV-27HDM-US |  | 11.95 | 22.25 | 9.2 | Yes | No | 3 | 600 | 800 | 150 | 350 | 2025-01-01
213732670 | ZERO | Z5SOV-48HDM-US |  | 11.35 | 21.05 | 9.4 | Yes | Both | 3 | 600 | 800 | 150 | 350 | 2025-01-01
214723151 | ZERO | Z3SOV-18HDM-US |  | 12.25 | 20 | 10 | Yes | No | 4 | 700 | 900 | 150 | 350 | 2025-01-01
217138402 | ZERO | Z4SOV-18HDMB-US |  | 12.25 | 21.5 | 10 | Yes | Both | 4 | 700 | 900 | 150 | 350 | 2025-01-01
217138411 | ZERO | Z4SOV-48HDMB-US |  | 11.85 | 20.85 | 10.3 | Yes | Both | 4 | 700 | 900 | 150 | 350 | 2025-01-01
217138408 | ZERO | Z4SOV-36HDMB-US |  | 11.85 | 21.55 | 9.6 | Yes | Both | 3 | 600 | 800 | 150 | 350 | 2025-01-01
217138405 | ZERO | Z4SOV-27HDMB-US |  | 12.1 | 22 | 9.25 | Yes | Both | 3 | 600 | 800 | 150 | 350 | 2025-01-01
217138414 | ZERO | Z4SOV-60HDMB-US |  | 10 | 18.6 | 9.4 | No | N/A | 3 | 600 | 800 | 150 | 350 | 2025-01-01
216032517 | ZERO | ZMSB-24HVT-USR1 | ZMSB-24HVT-USR1 | 9.5 | 17 | 9.5 | No | N/A | 3 | 600 | 800 | 150 | 350 | 2025-01-01
216032518 | ZERO | ZMSB-09HVT110-USHHR2 | ZMSB-09HVT110-USHHR2 | 13 | 24 | 10 | Yes | Both | 4 | 700 | 900 | 150 | 350 | 2025-01-01
216032519 | ZERO | ZMSB-12HVT110-USHHR2 | ZMSB-12HVT110-USHHR2 | 13 | 23 | 10 | Yes | Both | 4 | 700 | 900 | 150 | 350 | 2025-01-01
209867857 | ZERO | ZMSB-09HVD110-US | ZMSB-09HVD110-US | 12.5 | 21.5 | 9.1 | Yes | Both | 3 | 600 | 800 | 150 | 350 | 2025-01-01
209867858 | ZERO | ZMSB-12HVD110-US | ZMSB-12HVD110-US | 10.3 | 20.8 | 8.7 | No | N/A | 2 | 500 | 700 | 100 | 300 | 2025-01-01
209867859 | ZERO | ZMSB-09HVD-US | ZMSB-09HVD-US | 12.6 | 21.7 | 9.4 | Yes | Both | 3 | 600 | 800 | 150 | 350 | 2025-01-01
209867860 | ZERO | ZMSB-12HVD-US | ZMSB-12HVD-US | 10.8 | 21.4 | 9.2 | No | N/A | 3 | 600 | 800 | 150 | 350 | 2025-01-01
209867861 | ZERO | ZMSB-18HVD-US | ZMSB-18HVD-US | 11 | 19.5 | 8.7 | No | N/A | 2 | 500 | 700 | 100 | 300 | 2025-01-01
209867862 | ZERO | ZMSB-24HVD-US | ZMSB-24HVD-US | 9.5 | 18.5 | 8.6 | No | N/A | 2 | 500 | 700 | 100 | 300 | 2025-01-01
209867863 | ZERO | ZMSB-30HVD-US | ZMSB-30HVD-US | 12.2 | 21 | 8.2 | Yes | No | 1 | 400 | 600 | 100 | 300 | 2025-01-01
212928560 | ZERO | ZSOV-24HDM-US | ZDV-24HDM-US | 12.5 | 19 | 11.2 | Yes | Both | 4 | 700 | 900 | 150 | 350 | 2025-01-01
212928561 | ZERO | ZSOV-36HDM-US | ZDV-36HDM-US | 8.8 | 15.8 | 8.8 | No | N/A | 2 | 500 | 700 | 100 | 300 | 2025-01-01
212928563 | ZERO | ZSOV-60HDM-US | ZDV-60HDM-US | 10.3 | 17 | 8.4 | No | N/A | 1 | 400 | 600 | 100 | 300 | 2025-01-01
212928564 | ZERO | ZSOV-24HDM-US | ZEV-24HDM-US | 12.5 | 21.2 | 10.3 | Yes | Both | 4 | 700 | 900 | 150 | 350 | 2025-01-01
212928565 | ZERO | ZSOV-36HDM-US | ZEV-36HDM-US | 8.5 | 19 | 9 | No | N/A | 3 | 600 | 800 | 150 | 350 | 2025-01-01
212928566 | ZERO | ZSOV-48HDM-US | ZEV-48HDM-US | 9.3 | 18.9 | 10 | Yes | Yes | 4 | 700 | 900 | 150 | 350 | 2025-01-01
212928567 | ZERO | ZSOV-60HDM-US | ZEV-60HDM-US | 9.8 | 19.8 | 9 | No | N/A | 3 | 600 | 800 | 150 | 350 | 2025-01-01
216723128 | ZERO | ZMSB-09HVT-USHHCR2 | ZMSB-09HVT-USHHCR2 | 14.5 | 25 | 10.5 | Yes | Both | 4 | 700 | 900 | 150 | 350 | 2025-01-01
216723129 | ZERO | ZMSB-12HVT-USHHCR2 | ZMSB-12HVT-USHHCR2 | 14 | 25 | 10.5 | Yes | Both | 4 | 700 | 900 | 150 | 350 | 2025-01-01
216723130 | ZERO | ZMSB-18HVT-USHHCR2 | ZMSB-18HVT-USHHCR2 | 12.5 | 23.5 | 10 | Yes | Both | 4 | 700 | 900 | 150 | 350 | 2025-01-01
216723131 | ZERO | ZMSB-24HVT-USHHCR2 | ZMSB-24HVT-USHHCR2 | 12 | 23 | 10 | Yes | Both | 4 | 700 | 900 | 150 | 350 | 2025-01-01
210727614 | ZERO | ZMSB-18HVT-US | ZMSB-18HVT-US | 9.4 | 19 | 8.5 | No | N/A | 2 | 500 | 700 | 100 | 300 | 2025-01-01
210727615 | ZERO | ZMSB-24HVT-US | ZMSB-24HVT-US | 10 | 19 | 8.5 | No | N/A | 2 | 500 | 700 | 100 | 300 | 2025-01-01
210727616 | ZERO | ZMSB-36HVT-US | ZMSB-36HVT-US | 9 | 19 | 8.5 | No | N/A | 2 | 500 | 700 | 100 | 300 | 2025-01-01
213308895 | ZERO | ACMS122419AB | ACMS122419AB | 10 | 19 | 8.5 | No | N/A | 2 | 500 | 700 | 100 | 300 | 2025-01-01
213308896 | ZERO | ACMS122420AB | ACMS122420AB | 10 | 19 | 8.5 | No | N/A | 2 | 500 | 700 | 100 | 300 | 2025-01-01
213308897 | ZERO | ACMS182420AB | ACMS182420AB | 9.4 | 19 | 8.5 | No | N/A | 2 | 500 | 700 | 100 | 300 | 2025-01-01
216097673 | ZERO | ZMSB-09HV-USHHCR2-O | ZMSB-09HV-USHHCR2-I | 15 | 26 | 12.5 | Yes | Both | 4 | 700 | 900 | 150 | 350 | 2025-01-01
216097674 | ZERO | ZMSB-12HV-USHHCR2-O | ZMSB-12HV-USHHCR2-I | 13.2 | 24 | 10.5 | Yes | Both | 4 | 700 | 900 | 150 | 350 | 2025-01-01
216097675 | ZERO | ZMSB-18HV-USHHCR2-O | ZMSB-18HV-USHHCR2-I | 13 | 21.7 | 10.8 | Yes | Both | 4 | 700 | 900 | 150 | 350 | 2025-01-01
216097676 | ZERO | ZMSB-24HV-USHHCR2-O | ZMSB-24HV-USHHCR2-I | 12.5 | 22.3 | 13.3 | Yes | Both | 4 | 700 | 900 | 150 | 350 | 2025-01-01
216097677 | ZERO | ZMSB-33HV-USHHCR2-O | ZMSB-33HV-USHHCR2-I | 11.7 | 20 | 10.5 | Yes | Both | 4 | 700 | 900 | 150 | 350 | 2025-01-01
216097678 | ZERO | ZMSB-12HV110-USHHR2-O | ZMSB-12HV110-USHHR2-I | 12.5 | 23.2 | 10.4 | Yes | No | 4 | 700 | 900 | 150 | 350 | 2025-01-01
216097679 | ZERO | ZMSB-09HV-USHHR2-O | ZMSB-09HV-USHHR2-I | 14.7 | 24.6 | 13 | Yes | Both | 4 | 700 | 900 | 150 | 350 | 2025-01-01
216097680 | ZERO | ZMSB-12HV-USHHR2-O | ZMSB-12HV-USHHR2-I | 12.2 | 23.1 | 11.5 | Yes | Both | 4 | 700 | 900 | 150 | 350 | 2025-01-01
216097681 | ZERO | ZMSB-18HV-USHHR2-O | ZMSB-18HV-USHHR2-I | 13.5 | 24 | 11.1 | Yes | Both | 4 | 700 | 900 | 150 | 350 | 2025-01-01
216097682 | ZERO | ZMSB-24HV-USHHR2-O | ZMSB-24HV-USHHR2-I | 13 | 23.5 | 10 | Yes | Both | 4 | 700 | 900 | 150 | 350 | 2025-01-01
216097683 | ZERO | ZMSB-09HV110-USR2-O | ZMSB-09HV110-USR2-I | 12.5 | 21.5 | 9 | Yes | Both | 3 | 600 | 800 | 150 | 350 | 2025-01-01
216097684 | ZERO | ZMSB-12HV110-USR2-O | ZMSB-12HV110-USR2-I | 10 | 21.3 | 8.7 | No | N/A | 2 | 500 | 700 | 100 | 300 | 2025-01-01
216097685 | ZERO | ZMSB-09HV-USR2-O | ZMSB-09HV-USR2-I | 12.6 | 21.6 | 9.4 | Yes | Both | 3 | 600 | 800 | 150 | 350 | 2025-01-01
216097686 | ZERO | ZMSB-12HV-USR2-O | ZMSB-12HV-USR2-I | 10.8 | 21.3 | 9.2 | No | N/A | 3 | 600 | 800 | 150 | 350 | 2025-01-01
216097687 | ZERO | ZMSB-18HV-USR2-O | ZMSB-18HV-USR2-I | 11.5 | 20.2 | 9.1 | No | N/A | 3 | 600 | 800 | 150 | 350 | 2025-01-01
216097688 | ZERO | ZMSB-24HV-USR2-O | ZMSB-24HV-USR2-I | 9.6 | 18.5 | 9 | Yes | Yes | 3 | 600 | 800 | 150 | 350 | 2025-01-01
216097689 | ZERO | ZMSB-30HV-USR2-O | ZMSB-30HV-USR2-I | 12 | 22.3 | 9 | Yes | No | 3 | 600 | 800 | 150 | 350 | 2025-01-01
216097690 | ZERO | ZMSB-36HV-USR2-O | ZMSB-36HV-USR2-I | 9.3 | 19.5 | 9.1 | No | N/A | 3 | 600 | 800 | 150 | 350 | 2025-01-01
216032601 | ZERO | ZMSB-09HVT110-USR2 | ZMSB-09HVT110-USR2 | 11.7 | 19 | 9.5 | No | N/A | 3 | 600 | 800 | 150 | 350 | 2025-01-01
216032602 | ZERO | ZMSB-12HVT110-USR2 | ZMSB-12HVT110-USR2 | 10.5 | 20.5 | 9.5 | No | N/A | 3 | 600 | 800 | 150 | 350 | 2025-01-01
216032603 | ZERO | ZMSB-09HVT-USR2 | ZMSB-09HVT-USR2 | 12 | 20 | 10 | No | N/A | 4 | 700 | 900 | 150 | 350 | 2025-01-01
216032604 | ZERO | ZMSB-12HVT-USR2 | ZMSB-12HVT-USR2 | 11.2 | 23 | 9.5 | No | N/A | 3 | 600 | 800 | 150 | 350 | 2025-01-01
216032605 | ZERO | ZMSB-18HVT-USR2 | ZMSB-18HVT-USR2 | 11 | 21 | 9.5 | No | N/A | 3 | 600 | 800 | 150 | 350 | 2025-01-01
216032606 | ZERO | ZMSB-24HVT-USR2 | ZMSB-24HVT-USR2 | 11 | 21 | 9.5 | No | N/A | 3 | 600 | 800 | 150 | 350 | 2025-01-01
216032607 | ZERO | ZMSB-36HVT-USR2 | ZMSB-36HVT-USR2 | 9 | 19 | 9 | No | N/A | 3 | 600 | 800 | 150 | 350 | 2025-01-01
216032514 | ZERO | ZMSB-12HVT110-USR1 | ZMSB-12HVT110-USR1 | 9.5 | 17 | 9.5 | No | N/A | 3 | 600 | 800 | 150 | 350 | 2025-01-01
216032515 | ZERO | ZMSB-12HVT-USR1 | ZMSB-12HVT-USR1 | 9.5 | 17 | 8.3 | No | N/A | 1 | 400 | 600 | 100 | 300 | 2025-01-01
216032516 | ZERO | ZMSB-18HVT-USR1 | ZMSB-18HVT-USR1 | 9.5 | 17 | 8.5 | No | N/A | 2 | 500 | 700 | 100 | 300 | 2025-01-01
216032520 | ZERO | ZMSB-09HVT-USHHR2 | ZMSB-09HVT-USHHR2 | 13 | 24 | 10 | Yes | Both | 4 | 700 | 900 | 150 | 350 | 2025-01-01
216032521 | ZERO | ZMSB-12HVT-USHHR2 | ZMSB-12HVT-USHHR2 | 13 | 24 | 10 | Yes | Both | 4 | 700 | 900 | 150 | 350 | 2025-01-01
216032522 | ZERO | ZMSB-18HVT-USHHR2 | ZMSB-18HVT-USHHR2 | 12.5 | 23 | 9.5 | Yes | Both | 3 | 600 | 800 | 150 | 350 | 2025-01-01
216032523 | ZERO | ZMSB-24HVT-USHHR2 | ZMSB-24HVT-USHHR2 | 12 | 23 | 9.5 | Yes | Both | 3 | 600 | 800 | 150 | 350 | 2025-01-01
214723144 | ZERO | ZMSB-12HV110-US-O | ZMSB-12HV110-US-I | 10.3 | 20.8 | 8.7 | No | N/A | 2 | 500 | 700 | 100 | 300 | 2025-01-01
214723145 | ZERO | ZMSB-12HV-US-O | ZMSB-12HV-US-I | 10.8 | 21.4 | 9.2 | No | N/A | 3 | 600 | 800 | 150 | 350 | 2025-01-01
214723146 | ZERO | ZMSB-18HV-US-O | ZMSB-18HV-US-I | 11 | 19.5 | 8.7 | No | N/A | 2 | 500 | 700 | 100 | 300 | 2025-01-01
214723147 | ZERO | ZMSB-24HV-US-O | ZMSB-24HV-US-I | 9.5 | 18.5 | 8.6 | No | N/A | 2 | 500 | 700 | 100 | 300 | 2025-01-01
214421474 | ZERO | ZMSB-09HV-USHHC-O | ZMSB-09HV-USHHC-I | 15.8 | 26.4 | 11.6 | Yes | Both | 4 | 700 | 900 | 150 | 350 | 2025-01-01
214421475 | ZERO | ZMSB-12HV-USHHC-O | ZMSB-12HV-USHHC-I | 13 | 23.1 | 10.5 | Yes | Both | 4 | 700 | 900 | 150 | 350 | 2025-01-01
214421476 | ZERO | ZMSB-18HV-USHHC-O | ZMSB-18HV-USHHC-I | 13 | 22 | 10.6 | Yes | Both | 4 | 700 | 900 | 150 | 350 | 2025-01-01
214421477 | ZERO | ZMSB-24HV-USHHC-O | ZMSB-24HV-USHHC-I | 12.5 | 22.3 | 10.3 | Yes | Both | 4 | 700 | 900 | 150 | 350 | 2025-01-01
214232447 | ZERO | ZMSB-09HV-USHHC | ZMSB-09HV-USHHC | 15.8 | 26.4 | 11.6 | Yes | Both | 4 | 700 | 900 | 150 | 350 | 2025-01-01
214232448 | ZERO | ZMSB-12HV-USHHC | ZMSB-12HV-USHHC | 13 | 23.1 | 10.5 | Yes | Both | 4 | 700 | 900 | 150 | 350 | 2025-01-01
214232449 | ZERO | ZMSB-18HV-USHHC | ZMSB-18HV-USHHC | 13 | 22 | 10.6 | Yes | Both | 4 | 700 | 900 | 150 | 350 | 2025-01-01
214232450 | ZERO | ZMSB-24HV-USHHC | ZMSB-24HV-USHHC | 12.5 | 22.3 | 10.3 | Yes | Both | 4 | 700 | 900 | 150 | 350 | 2025-01-01
213917748 | ZERO | ZMSB-09HV-USHH | ZMSB-09HV-USHH | 14.7 | 24 | 11.6 | Yes | Both | 4 | 700 | 900 | 150 | 350 | 2025-01-01
213917749 | ZERO | ZMSB-12HV-USHH | ZMSB-12HV-USHH | 13 | 23.1 | 10.8 | Yes | Both | 4 | 700 | 900 | 150 | 350 | 2025-01-01
213917750 | ZERO | ZMSB-18HV-USHH | ZMSB-18HV-USHH | 13.5 | 24 | 10.5 | Yes | Both | 4 | 700 | 900 | 150 | 350 | 2025-01-01
213917751 | ZERO | ZMSB-24HV-USHH | ZMSB-24HV-USHH | 13 | 21 | 8.5 | Yes | No | 2 | 500 | 700 | 100 | 300 | 2025-01-01
213308893 | ZERO | ACMS092419AA | ACMS092419AA | 10 | 19 | 8.5 | No | N/A | 2 | 500 | 700 | 100 | 300 | 2025-01-01
213308894 | ZERO | ACMS122419AA | ACMS122419AA | 10 | 19 | 8.5 | No | N/A | 2 | 500 | 700 | 100 | 300 | 2025-01-01
213308898 | ZERO | ACMS242420AB | ACMS242420AB | 10 | 19 | 8.5 | No | N/A | 2 | 500 | 700 | 100 | 300 | 2025-01-01
213308899 | ZERO | ACMS362420AB | ACMS362420AB | 9 | 19 | 8.5 | No | N/A | 2 | 500 | 700 | 100 | 300 | 2025-01-01
212349504 | ZERO | ZMSB-09HVT110-USHH | ZMSB-09HVT110-USHH | 12.5 | 23 | 9 | No | N/A | 3 | 600 | 800 | 150 | 350 | 2025-01-01
212349505 | ZERO | ZMSB-12HVT110-USHH | ZMSB-12HVT110-USHH | 12.5 | 22 | 9 | No | N/A | 3 | 600 | 800 | 150 | 350 | 2025-01-01
212349506 | ZERO | ZMSB-09HVT-USHH | ZMSB-09HVT-USHH | 13 | 23.5 | 9.2 | No | N/A | 3 | 600 | 800 | 150 | 350 | 2025-01-01
212349507 | ZERO | ZMSB-12HVT-USHH | ZMSB-12HVT-USHH | 13 | 23 | 9.5 | No | N/A | 3 | 600 | 800 | 150 | 350 | 2025-01-01
212349508 | ZERO | ZMSB-18HVT-USHH | ZMSB-18HVT-USHH | 13 | 22 | 9 | No | N/A | 3 | 600 | 800 | 150 | 350 | 2025-01-01
212349509 | ZERO | ZMSB-24HVT-USHH | ZMSB-24HVT-USHH | 12.5 | 20 | 9 | No | N/A | 3 | 600 | 800 | 150 | 350 | 2025-01-01
210727612 | ZERO | ZMSB-09HVT-US | ZMSB-09HVT-US | 10 | 19 | 8.5 | No | N/A | 2 | 500 | 700 | 100 | 300 | 2025-01-01
210727613 | ZERO | ZMSB-12HVT-US | ZMSB-12HVT-US | 10 | 19 | 8.5 | No | N/A | 2 | 500 | 700 | 100 | 300 | 2025-01-01
210727617 | ZERO | ZMSB-09HVT110-US | ZMSB-09HVT110-US | 10 | 19 | 8.5 | No | N/A | 2 | 500 | 700 | 100 | 300 | 2025-01-01
210727618 | ZERO | ZMSB-12HVT110-US | ZMSB-12HVT110-US | 10 | 19 | 8.5 | No | N/A | 2 | 500 | 700 | 100 | 300 | 2025-01-01
216410080 | ZOKOP | TMSC-18HA2/I2XI20B-O* |  | 13 | 24 | 10 | No | N/A | 4 | 700 | 900 | 150 | 350 | 2025-01-01
216410081 | ZOKOP | TMSC-27HA2/I2XI19B-O* |  | 12 | 24 | 10 | No | N/A | 4 | 700 | 900 | 150 | 350 | 2025-01-01
216410082 | ZOKOP | TMSC-36HA2/I2XI19B-O* |  | 12 | 22.5 | 9.5 | No | N/A | 3 | 600 | 800 | 150 | 350 | 2025-01-01
216020699 | ZOKOP | TMSC-18HA2/I2XI20B-O |  | 13 | 24 | 10 | No | N/A | 4 | 700 | 900 | 150 | 350 | 2025-01-01
216020700 | ZOKOP | TMSC-27HA2/I2XI19B-O |  | 12 | 24 | 10 | No | N/A | 4 | 700 | 900 | 150 | 350 | 2025-01-01
216020701 | ZOKOP | TMSC-36HA2/I2XI19B-O |  | 12 | 22.5 | 9.5 | No | N/A | 3 | 600 | 800 | 150 | 350 | 2025-01-01
213927379 | ZOKOP | TMSC-18HA2/I2XI20-O |  | 11 | 20 | 8.5 | No | N/A | 2 | 500 | 700 | 100 | 300 | 2025-01-01
213927380 | ZOKOP | TMSC-27HA2/I2XI19-O |  | 10 | 19 | 8.5 | No | N/A | 2 | 500 | 700 | 100 | 300 | 2025-01-01
217153999 | ZOKOP | TMSC-09HA2/I2XI19B-O* | TMSC-09HA2/I2XI19B-I | 12 | 20 | 10 | No | N/A | 4 | 700 | 900 | 150 | 350 | 2025-01-01
217154000 | ZOKOP | TMSC-12HA2/I2XI19B-O* | TMSC-12HA2/I2XI19B-I | 11.2 | 23 | 9.5 | No | N/A | 3 | 600 | 800 | 150 | 350 | 2025-01-01
217154001 | ZOKOP | TMSC-18HA2/I2XI19B-O* | TMSC-18HA2/I2XI19B-I | 11 | 21 | 9.5 | No | N/A | 3 | 600 | 800 | 150 | 350 | 2025-01-01
216410072 | ZOKOP | TSC-09HA1/I2XI20B-O* | TSC-09HA1/I2XI20B-I | 11.7 | 19 | 9.5 | No | N/A | 3 | 600 | 800 | 150 | 350 | 2025-01-01
216410073 | ZOKOP | TSC-12HA1/I2XI20B-O* | TSC-12HA1/I2XI20B-I | 10.5 | 20.5 | 9.5 | No | N/A | 3 | 600 | 800 | 150 | 350 | 2025-01-01
216410074 | ZOKOP | TSC-12HA2/I2XI19B-O* | TSC-12HA2/I2XI19B-I | 11.2 | 23 | 9.5 | No | N/A | 3 | 600 | 800 | 150 | 350 | 2025-01-01
216410075 | ZOKOP | TSC-18HA2/I2XI19B-O* | TSC-18HA2/I2XI19B-I | 11 | 21 | 9.5 | No | N/A | 3 | 600 | 800 | 150 | 350 | 2025-01-01
216410076 | ZOKOP | TSC-24HA2/I2XI18B-O* | TSC-24HA2/I2XI18B-I | 11 | 21 | 9.5 | No | N/A | 3 | 600 | 800 | 150 | 350 | 2025-01-01
216410077 | ZOKOP | TAC-12CHSA/*1I-X17R-O* | TAC-12CHSA/*1I-X17R-I | 9.5 | 17 | 9.5 | No | N/A | 3 | 600 | 800 | 150 | 350 | 2025-01-01
216410078 | ZOKOP | TAC-12CHSA/*2I-X17R-O* | TAC-12CHSA/*2I-X17R-I | 9.5 | 17 | 8.3 | No | N/A | 1 | 400 | 600 | 100 | 300 | 2025-01-01
216410079 | ZOKOP | TAC-18CHSA/*2I-X17R-O* | TAC-18CHSA/*2I-X17R-I | 9.5 | 17 | 8.5 | No | N/A | 2 | 500 | 700 | 100 | 300 | 2025-01-01
216020691 | ZOKOP | TSC-09HA1/I2XI20B-O | TSC-09HA1/I2XI20B-I | 11.7 | 19 | 9.5 | No | N/A | 3 | 600 | 800 | 150 | 350 | 2025-01-01
216020692 | ZOKOP | TSC-12HA1/I2XI20B-O | TSC-12HA1/I2XI20B-I | 10.5 | 20.5 | 9.5 | No | N/A | 3 | 600 | 800 | 150 | 350 | 2025-01-01
216020693 | ZOKOP | TSC-12HA2/I2XI19B-O | TSC-12HA2/I2XI19B-I | 11.2 | 23 | 9.5 | No | N/A | 3 | 600 | 800 | 150 | 350 | 2025-01-01
216020694 | ZOKOP | TSC-18HA2/I2XI19B-O | TSC-18HA2/I2XI19B-I | 11 | 21 | 9.5 | No | N/A | 3 | 600 | 800 | 150 | 350 | 2025-01-01
216020695 | ZOKOP | TSC-24HA2/I2XI18B-O | TSC-24HA2/I2XI18B-I | 11 | 21 | 9.5 | No | N/A | 3 | 600 | 800 | 150 | 350 | 2025-01-01
216020696 | ZOKOP | TAC-12CHSA/*1I-X17R-O | TAC-12CHSA/*1I-X17R-I | 9.5 | 17 | 9.5 | No | N/A | 3 | 600 | 800 | 150 | 350 | 2025-01-01
216020697 | ZOKOP | TAC-12CHSA/*2I-X17R-O | TAC-12CHSA/*2I-X17R-I | 9.5 | 17 | 8.3 | No | N/A | 1 | 400 | 600 | 100 | 300 | 2025-01-01
216020698 | ZOKOP | TAC-18CHSA/*2I-X17R-O | TAC-18CHSA/*2I-X17R-I | 9.5 | 17 | 8.5 | No | N/A | 2 | 500 | 700 | 100 | 300 | 2025-01-01
213927371 | ZOKOP | TAC-18CHSA/*2I-X17-O | TAC-18CHSA/*2I-X17-I | 8.5 | 17 | 8.5 | No | N/A | 2 | 500 | 700 | 100 | 300 | 2025-01-01
213927372 | ZOKOP | TSC-09HA1/I3XI22-O | TSC-09HA1/I3XI22-I | 12.5 | 23 | 9 | No | N/A | 3 | 600 | 800 | 150 | 350 | 2025-01-01
213927373 | ZOKOP | TSC-12HA1/I3XI22-O | TSC-12HA1/I3XI22-I | 12.5 | 22 | 9 | No | N/A | 3 | 600 | 800 | 150 | 350 | 2025-01-01
213927374 | ZOKOP | TSC-12HA2/I3XI23-O | TSC-12HA2/I3XI23-I | 13 | 23 | 9.5 | No | N/A | 3 | 600 | 800 | 150 | 350 | 2025-01-01
213927375 | ZOKOP | TSC-18HA2/I3XI21-O | TSC-18HA2/I3XI21-I | 13 | 22 | 9 | No | N/A | 3 | 600 | 800 | 150 | 350 | 2025-01-01
213927376 | ZOKOP | TMSC-09HA2/I2XI19-O | TMSC-09HA2/I2XI19-I | 10 | 19 | 8.5 | No | N/A | 2 | 500 | 700 | 100 | 300 | 2025-01-01
213927377 | ZOKOP | TMSC-12HA2/I2XI19-O | TMSC-12HA2/I2XI19-I | 10 | 19 | 8.5 | No | N/A | 2 | 500 | 700 | 100 | 300 | 2025-01-01
213927378 | ZOKOP | TMSC-18HA2/I2XI19-O | TMSC-18HA2/I2XI19-I | 9.4 | 19 | 8.5 | No | N/A | 2 | 500 | 700 | 100 | 300 | 2025-01-01